Default value is 1: if this is increased this will dramatically increase hot water requirement
MIS 3005 state hot water usage between 35 and 45 litres per occupant per day. Increase or decrease only if this has been taken into account
If an alternative room name is entered, you will need to manually select room design temp and air changes per hour.
If an alternative room name is entered, you will need to manually select room design temp and air changes per hour.
Room Height
4.5m - 2.5%
5.5m - 5.0%
6.5m - 7.5%
7.5m - 10.0%
If an alternative room name is entered, you will need to manually select room design temp and air changes per hour.
If an alternative room name is entered, you will need to manually select room design temp and air changes per hour.
Room Height
4.5m - 2.5%
5.5m - 5.0%
6.5m - 7.5%
7.5m - 10.0%
If an alternative room name is entered, you will need to manually select room design temp and air changes per hour.
If an alternative room name is entered, you will need to manually select room design temp and air changes per hour.
Room Height
4.5m - 2.5%
5.5m - 5.0%
6.5m - 7.5%
7.5m - 10.0%
If an alternative room name is entered, you will need to manually select room design temp and air changes per hour.
If an alternative room name is entered, you will need to manually select room design temp and air changes per hour.
Room Height
4.5m - 2.5%
5.5m - 5.0%
6.5m - 7.5%
7.5m - 10.0%
If an alternative room name is entered, you will need to manually select room design temp and air changes per hour.
If an alternative room name is entered, you will need to manually select room design temp and air changes per hour.
Room Height
4.5m - 2.5%
5.5m - 5.0%
6.5m - 7.5%
7.5m - 10.0%
If an alternative room name is entered, you will need to manually select room design temp and air changes per hour.
If an alternative room name is entered, you will need to manually select room design temp and air changes per hour.
Room Height
4.5m - 2.5%
5.5m - 5.0%
6.5m - 7.5%
7.5m - 10.0%
If an alternative room name is entered, you will need to manually select room design temp and air changes per hour.
If an alternative room name is entered, you will need to manually select room design temp and air changes per hour.
Room Height
4.5m - 2.5%
5.5m - 5.0%
6.5m - 7.5%
7.5m - 10.0%
If an alternative room name is entered, you will need to manually select room design temp and air changes per hour.
If an alternative room name is entered, you will need to manually select room design temp and air changes per hour.
Room Height
4.5m - 2.5%
5.5m - 5.0%
6.5m - 7.5%
7.5m - 10.0%
If an alternative room name is entered, you will need to manually select room design temp and air changes per hour.
If an alternative room name is entered, you will need to manually select room design temp and air changes per hour.
Room Height
4.5m - 2.5%
5.5m - 5.0%
6.5m - 7.5%
7.5m - 10.0%
If an alternative room name is entered, you will need to manually select room design temp and air changes per hour.
If an alternative room name is entered, you will need to manually select room design temp and air changes per hour.
Room Height
4.5m - 2.5%
5.5m - 5.0%
6.5m - 7.5%
7.5m - 10.0%
If an alternative room name is entered, you will need to manually select room design temp and air changes per hour.
If an alternative room name is entered, you will need to manually select room design temp and air changes per hour.
Room Height
4.5m - 2.5%
5.5m - 5.0%
6.5m - 7.5%
7.5m - 10.0%
If an alternative room name is entered, you will need to manually select room design temp and air changes per hour.
If an alternative room name is entered, you will need to manually select room design temp and air changes per hour.
Room Height
4.5m - 2.5%
5.5m - 5.0%
6.5m - 7.5%
7.5m - 10.0%
If an alternative room name is entered, you will need to manually select room design temp and air changes per hour.
If an alternative room name is entered, you will need to manually select room design temp and air changes per hour.
Room Height
4.5m - 2.5%
5.5m - 5.0%
6.5m - 7.5%
7.5m - 10.0%
If an alternative room name is entered, you will need to manually select room design temp and air changes per hour.
If an alternative room name is entered, you will need to manually select room design temp and air changes per hour.
Room Height
4.5m - 2.5%
5.5m - 5.0%
6.5m - 7.5%
7.5m - 10.0%
If an alternative room name is entered, you will need to manually select room design temp and air changes per hour.
If an alternative room name is entered, you will need to manually select room design temp and air changes per hour.
Room Height
4.5m - 2.5%
5.5m - 5.0%
6.5m - 7.5%
7.5m - 10.0%
If an alternative room name is entered, you will need to manually select room design temp and air changes per hour.
If an alternative room name is entered, you will need to manually select room design temp and air changes per hour.
Room Height
4.5m - 2.5%
5.5m - 5.0%
6.5m - 7.5%
7.5m - 10.0%
If an alternative room name is entered, you will need to manually select room design temp and air changes per hour.
If an alternative room name is entered, you will need to manually select room design temp and air changes per hour.
Room Height
4.5m - 2.5%
5.5m - 5.0%
6.5m - 7.5%
7.5m - 10.0%
If an alternative room name is entered, you will need to manually select room design temp and air changes per hour.
If an alternative room name is entered, you will need to manually select room design temp and air changes per hour.
Room Height
4.5m - 2.5%
5.5m - 5.0%
6.5m - 7.5%
7.5m - 10.0%
If an alternative room name is entered, you will need to manually select room design temp and air changes per hour.
If an alternative room name is entered, you will need to manually select room design temp and air changes per hour.
Room Height
4.5m - 2.5%
5.5m - 5.0%
6.5m - 7.5%
7.5m - 10.0%
If an alternative room name is entered, you will need to manually select room design temp and air changes per hour.
If an alternative room name is entered, you will need to manually select room design temp and air changes per hour.
Room Height
4.5m - 2.5%
5.5m - 5.0%
6.5m - 7.5%
7.5m - 10.0%
If an alternative room name is entered, you will need to manually select room design temp and air changes per hour.
If an alternative room name is entered, you will need to manually select room design temp and air changes per hour.
Room Height
4.5m - 2.5%
5.5m - 5.0%
6.5m - 7.5%
7.5m - 10.0%
If an alternative room name is entered, you will need to manually select room design temp and air changes per hour.
If an alternative room name is entered, you will need to manually select room design temp and air changes per hour.
Room Height
4.5m - 2.5%
5.5m - 5.0%
6.5m - 7.5%
7.5m - 10.0%
If an alternative room name is entered, you will need to manually select room design temp and air changes per hour.
If an alternative room name is entered, you will need to manually select room design temp and air changes per hour.
Room Height
4.5m - 2.5%
5.5m - 5.0%
6.5m - 7.5%
7.5m - 10.0%
If an alternative room name is entered, you will need to manually select room design temp and air changes per hour.
If an alternative room name is entered, you will need to manually select room design temp and air changes per hour.
Room Height
4.5m - 2.5%
5.5m - 5.0%
6.5m - 7.5%
7.5m - 10.0%
If an alternative room name is entered, you will need to manually select room design temp and air changes per hour.
If an alternative room name is entered, you will need to manually select room design temp and air changes per hour.
Room Height
4.5m - 2.5%
5.5m - 5.0%
6.5m - 7.5%
7.5m - 10.0%
If an alternative room name is entered, you will need to manually select room design temp and air changes per hour.
If an alternative room name is entered, you will need to manually select room design temp and air changes per hour.
Room Height
4.5m - 2.5%
5.5m - 5.0%
6.5m - 7.5%
7.5m - 10.0%
If an alternative room name is entered, you will need to manually select room design temp and air changes per hour.
If an alternative room name is entered, you will need to manually select room design temp and air changes per hour.
Room Height
4.5m - 2.5%
5.5m - 5.0%
6.5m - 7.5%
7.5m - 10.0%
If an alternative room name is entered, you will need to manually select room design temp and air changes per hour.
If an alternative room name is entered, you will need to manually select room design temp and air changes per hour.
Room Height
4.5m - 2.5%
5.5m - 5.0%
6.5m - 7.5%
7.5m - 10.0%
If an alternative room name is entered, you will need to manually select room design temp and air changes per hour.
If an alternative room name is entered, you will need to manually select room design temp and air changes per hour.
Room Height
4.5m - 2.5%
5.5m - 5.0%
6.5m - 7.5%
7.5m - 10.0%
If an alternative room name is entered, you will need to manually select room design temp and air changes per hour.
If an alternative room name is entered, you will need to manually select room design temp and air changes per hour.
Room Height
4.5m - 2.5%
5.5m - 5.0%
6.5m - 7.5%
7.5m - 10.0%
## Post Code Degree Days
	Area		41.046
	CIBSE	degree days	52 Week	39 week	39 Week
AB	-4.2	2668	65	2535	62	NE Scotland (Dyce)	8.5
AL	-2	2033	50	1931	47	Thames Valley (Heathrow)	11.3
B	-3.4	2425	59	2304	56	Midland (Elmdon)	9.8
BA	-1.7	1835	45	1743	42	Severn Valley (Filton)	10.6
BB	-2.2	2228	54	2117	52	W Pennines (Ringway)	10
BD	-2.5	2307	56	2192	53	E Pennines (Finningley)	10
BH	-1.5	2224	54	2113	51	Southern (Hurn)	10.4
BL	-2.2	2228	54	2117	52	W Pennines (Ringway)	10
BN	-2.1	2224	54	2113	51	Southern (Hurn)	10.4
BR	-3.2	2255	55	2142	52	South-eastern (Gatwick)	10.2
BS	-1.7	1835	45	1743	42	Severn Valley (Filton)	10.6
BT	-1.2	2360	57	2242	55	Northern Ireland (Belfast)	9.4
CA	-3.7	2388	58	2269	55	North-western (Carlisle)	9.4
CB	-2.5	2033	50	1931	47	Thames Valley (Heathrow)	11.3
CF	-1.6	1835	45	1743	42	Severn Valley (Filton)	10.6
CH	-2.2	2228	54	2117	52	W Pennines (Ringway)	10
CM	-2.3	2033	50	1931	47	Thames Valley (Heathrow)	11.3
CO	-2.3	2254	55	2141	52	E Anglia (Honington)	10
CR	-2	2224	54	2113	51	Southern (Hurn)	10.4
CT	-3.2	2255	55	2142	52	South-eastern (Gatwick)	10.2
CV	-3.4	2425	59	2304	56	Midland (Elmdon)	9.8
CW	-2.7	2228	54	2117	52	W Pennines (Ringway)	10
DA	-3.2	2255	55	2142	52	South-eastern (Gatwick)	10.2
DD	-3.8	2577	63	2448	60	E Scotland (Leuchars)	8.8
DE	-2.2	2228	54	2117	52	W Pennines (Ringway)	10
DG	-3.8	2483	60	2359	57	Borders (Boulmer)	9
DH	-3.7	2370	58	2252	55	North-eastern (Leeming)	9.4
DL	-3.7	2388	58	2269	55	North-western (Carlisle)	9.4
DN	-3.4	2307	56	2192	53	E Pennines (Finningley)	10
DT	-1.7	2224	54	2113	51	Southern (Hurn)	10.4
DY	-3.4	2425	59	2304	56	Midland (Elmdon)	9.8
E	-1.8	2033	50	1931	47	Thames Valley (Heathrow)	11.3
EC	-1.8	2033	50	1931	47	Thames Valley (Heathrow)	11.3
EH	-3.4	2577	63	2448	60	E Scotland (Leuchars)	8.8
EN	-2.1	2255	55	2142	52	South-eastern (Gatwick)	10.2
EX	-1.5	1858	45	1765	43	South-western (Plymouth)	11
FK	-3.7	2577	63	2448	60	E Scotland (Leuchars)	8.8
FY	-2.2	2388	58	2269	55	North-western (Carlisle)	9.4
G	-3.9	2494	61	2369	58	W Scotland (Abbotsinch)	9.1
GL	-3.3	2425	59	2304	56	Midland (Elmdon)	9.8
GU	-2.2	2033	50	1931	47	Thames Valley (Heathrow)	11.3
GY	-1	1800	44	1710	42	South-eastern (Gatwick)	10.2
HA	-1.8	2033	50	1931	47	Thames Valley (Heathrow)	11.3
HD	-3.5	2307	56	2192	53	E Pennines (Finningley)	10
HG	-3.5	2307	56	2192	53	E Pennines (Finningley)	10
HP	-2	2033	50	1931	47	Thames Valley (Heathrow)	11.3
HR	-2	2425	59	2304	56	Midland (Elmdon)	9.8
HS	-1	1800	44	1710	42	NW Scotland (Stornoway)	8.6
HU	-3	2307	56	2192	53	E Pennines (Finningley)	10
HX	-2.5	2228	54	2117	52	W Pennines (Ringway)	10
IG	-1.8	2033	50	1931	47	Thames Valley (Heathrow)	11.3
IM	-2.5	2228	54	2117	52	W Pennines (Ringway)	10
IP	-2.3	2254	55	2141	52	E Anglia (Honington)	10
IV	-4	2668	65	2535	62	NE Scotland (Dyce)	8.5
JE	-1	1800	44	1710	42	South-eastern (Gatwick)	10.2
KA	-3.7	2494	61	2369	58	W Scotland (Abbotsinch)	9.1
KT	-1.8	2033	50	1931	47	Thames Valley (Heathrow)	11.3
KW	-4.2	2668	65	2535	62	NE Scotland (Dyce)	8.5
KY	-3.4	2577	63	2448	60	E Scotland (Leuchars)	8.8
L	-2.4	2228	54	2117	52	W Pennines (Ringway)	10
LA	-2.2	2388	58	2269	55	North-western (Carlisle)	9.4
LD	-2.9	2161	53	2053	50	Wales (Aberporth)	9.9
LE	-3	2425	59	2304	56	Midland (Elmdon)	9.8
LL	-3	2228	54	2117	52	W Pennines (Ringway)	10
LN	-3	2307	56	2192	53	E Pennines (Finningley)	10
LS	-2.5	2307	56	2192	53	E Pennines (Finningley)	10
LU	-2.4	2033	50	1931	47	Thames Valley (Heathrow)	11.3
M	-2.2	2228	54	2117	52	W Pennines (Ringway)	10
ME	-1.8	2033	50	1931	47	Thames Valley (Heathrow)	11.3
MK	-3.4	2425	59	2304	56	Midland (Elmdon)	9.8
ML	-3.9	2494	61	2369	58	W Scotland (Abbotsinch)	9.1
N	-1.8	2033	50	1931	47	Thames Valley (Heathrow)	11.3
NE	-3.4	2370	58	2252	55	North-eastern (Leeming)	9.4
NG	-3.2	2254	55	2141	52	E Anglia (Honington)	10
NN	-3	2425	59	2304	56	Midland (Elmdon)	9.8
NP	-1.6	2425	59	2304	56	Midland (Elmdon)	9.8
NR	-2.4	2254	55	2141	52	E Anglia (Honington)	10
NW	-1.8	2033	50	1931	47	Thames Valley (Heathrow)	11.3
OL	-3.2	2228	54	2117	52	W Pennines (Ringway)	10
OX	-2.4	2425	59	2304	56	Midland (Elmdon)	9.8
PA	-4	2494	61	2369	58	W Scotland (Abbotsinch)	9.1
PE	-3	2254	55	2141	52	E Anglia (Honington)	10
PH	-3.8	2668	65	2535	62	NE Scotland (Dyce)	8.5
PL	-0.2	1858	45	1765	43	South-western (Plymouth)	11
PO	-1.8	2224	54	2113	51	Southern (Hurn)	10.4
PR	-3.2	2388	58	2269	55	North-western (Carlisle)	9.4
RG	-2.2	2033	50	1931	47	Thames Valley (Heathrow)	11.3
RH	-1.9	2033	50	1931	47	Thames Valley (Heathrow)	11.3
RM	-1.8	2033	50	1931	47	Thames Valley (Heathrow)	11.3
S	-2.8	2228	54	2117	52	W Pennines (Ringway)	10
SA	-1.6	2161	53	2053	50	Wales (Aberporth)	9.9
SE	-1.8	2033	50	1931	47	Thames Valley (Heathrow)	11.3
SG	-2	2033	50	1931	47	Thames Valley (Heathrow)	11.3
SK	-2.9	2228	54	2117	52	W Pennines (Ringway)	10
SL	-2	2033	50	1931	47	Thames Valley (Heathrow)	11.3
SM	-1.8	2033	50	1931	47	Thames Valley (Heathrow)	11.3
SN	-2.2	2425	59	2304	56	Midland (Elmdon)	9.8
SO	-1.8	2224	54	2113	51	Southern (Hurn)	10.4
SP	-1.8	2224	54	2113	51	Southern (Hurn)	10.4
SR	-3.7	2370	58	2252	55	North-eastern (Leeming)	9.4
SS	-2.3	2033	50	1931	47	Thames Valley (Heathrow)	11.3
ST	-3	2228	54	2117	52	W Pennines (Ringway)	10
SW	-1.8	2033	50	1931	47	Thames Valley (Heathrow)	11.3
SY	-3.3	2161	53	2053	50	Wales (Aberporth)	9.9
TA	-2.1	1835	45	1743	42	Severn Valley (Filton)	10.6
TD	-3.8	2483	60	2359	57	Borders (Boulmer)	9
TF	-3.4	2425	59	2304	56	Midland (Elmdon)	9.8
TN	-3.2	2255	55	2142	52	South-eastern (Gatwick)	10.2
TQ	-1.3	1858	45	1765	43	South-western (Plymouth)	11
TR	-1.4	1858	45	1765	43	South-western (Plymouth)	11
TS	-2.9	2370	58	2252	55	North-eastern (Leeming)	9.4
TW	-1.8	2203	54	2093	51	Thames Valley (Heathrow)	11.3
UB	-1.8	2203	54	2093	51	Thames Valley (Heathrow)	11.3
W	-1.8	2203	54	2093	51	Thames Valley (Heathrow)	11.3
WA	-2.1	2228	54	2117	52	W Pennines (Ringway)	10
WC	-1.8	2203	54	2093	51	Thames Valley (Heathrow)	11.3
WD	-2	2203	54	2093	51	Thames Valley (Heathrow)	11.3
WF	-2.5	2307	56	2192	53	E Pennines (Finningley)	10
WN	-2.1	2228	54	2117	52	W Pennines (Ringway)	10
WR	-3.3	2425	59	2304	56	Midland (Elmdon)	9.8
WS	-3.4	2425	59	2304	56	Midland (Elmdon)	9.8
WV	-3.4	2425	59	2304	56	Midland (Elmdon)	9.8
YO	-3.7	2307	56	2192	53	E Pennines (Finningley)	10
ZE	-3	2668	65	2535	62	NE Scotland (Dyce)	8.5

## floor u values
	Room Name	External Wall	Short length (depth)	long length	Insulation	Type of floor	External walls	insulation select solid	insulation select suspended		Two adjacent	Two opposite	3 edges (short single)	3 edges (long single)	One edge
1	Family 1	3.01	0.00	0.00	0	Solid Floor (in contact with ground)	One edge	3	9	#N/A	#N/A	#N/A	#N/A	#N/A	#N/A			3 edges (long single)
2		0.00	0.00	0.00	0	n/a	0.00	3	9	0	#N/A	#N/A	#N/A	#N/A	#N/A			3 edges (short single)
3		0.00	0.00	0.00	0	n/a	0.00	3	9	0	#N/A	#N/A	#N/A	#N/A	#N/A			One edge
4		0.00	0.00	0.00	0	n/a	0.00	3	9	0	#N/A	#N/A	#N/A	#N/A	#N/A			Two adjacent
5		0.00	0.00	0.00	0	n/a	0.00	3	9	0	#N/A	#N/A	#N/A	#N/A	#N/A			Two opposite
6		0.00	0.00	0.00	0	n/a	0.00	3	9	0	#N/A	#N/A	#N/A	#N/A	#N/A
7		0.00	0.00	0.00	0	n/a	0.00	3	9	0	#N/A	#N/A	#N/A	#N/A	#N/A
8		0.00	0.00	0.00	0	n/a	0.00	3	9	0	#N/A	#N/A	#N/A	#N/A	#N/A
9		0.00	0.00	0.00	0	n/a	0.00	3	9	0	#N/A	#N/A	#N/A	#N/A	#N/A
10		0.00	0.00	0.00	0	n/a	0.00	3	9	0	#N/A	#N/A	#N/A	#N/A	#N/A
11		0.00	0.00	0.00	0	n/a	0.00	3	9	0	#N/A	#N/A	#N/A	#N/A	#N/A
12		0.00	0.00	0.00	0	n/a	0.00	3	9	0	#N/A	#N/A	#N/A	#N/A	#N/A
13		0.00	0.00	0.00	0	n/a	0.00	3	9	0	#N/A	#N/A	#N/A	#N/A	#N/A
14		0.00	0.00	0.00	0	n/a	0.00	3	9	0	#N/A	#N/A	#N/A	#N/A	#N/A
15		0.00	0.00	0.00	0	n/a	0.00	3	9	0	#N/A	#N/A	#N/A	#N/A	#N/A
16		0.00	0.00	0.00	0	n/a	0.00	3	9	0	#N/A	#N/A	#N/A	#N/A	#N/A
17		0.00	0.00	0.00	0	n/a	0.00	3	9	0	#N/A	#N/A	#N/A	#N/A	#N/A
18		0.00	0.00	0.00	0	n/a	0.00	3	9	0	#N/A	#N/A	#N/A	#N/A	#N/A
19		0.00	0.00	0.00	0	n/a	0.00	3	9	0	#N/A	#N/A	#N/A	#N/A	#N/A
20		0.00	0.00	0.00	0	n/a	0.00	3	9	0	#N/A	#N/A	#N/A	#N/A	#N/A
21		0.00	0.00	0.00	0	n/a	0.00	3	9	0	#N/A	#N/A	#N/A	#N/A	#N/A
22		0.00	0.00	0.00	0	n/a	0.00	3	9	0	#N/A	#N/A	#N/A	#N/A	#N/A
23		0.00	0.00	0.00	0	n/a	0.00	3	9	0	#N/A	#N/A	#N/A	#N/A	#N/A
24		0.00	0.00	0.00	0	n/a	0.00	3	9	0	#N/A	#N/A	#N/A	#N/A	#N/A
25		0.00	0.00	0.00	0	n/a	0.00	3	9	0	#N/A	#N/A	#N/A	#N/A	#N/A
26		0.00	0.00	0.00	0	n/a	0.00	3	9	0	#N/A	#N/A	#N/A	#N/A	#N/A
27		0.00	0.00	0.00	0	n/a	0.00	3	9	0	#N/A	#N/A	#N/A	#N/A	#N/A
28		0.00	0.00	0.00	0	n/a	0.00	3	9	0	#N/A	#N/A	#N/A	#N/A	#N/A
29		0.00	0.00	0.00	0	n/a	0.00	3	9	0	#N/A	#N/A	#N/A	#N/A	#N/A
30		0.00	0.00	0.00	0	n/a	0.00	3	9	0	#N/A	#N/A	#N/A	#N/A	#N/A

		Solid Floor (in contact with ground)							Suspended Floors
		Table 6.9 (Two adjacent edges exposed)							Table 6.12 (Two adjacent edges exposed)
		a+b(m)		0	25	50	75	100		0	25	50	75	100
	"5-6	5		1.02	0.58	0.41	0.31	0.26		1.05	0.59	0.41	0.32	0.26
	"6-7	6		0.9	0.54	0.39	0.3	0.25		0.93	0.55	0.39	0.3	0.25
	"7-8	7		0.82	0.51	0.37	0.29	0.24		0.86	0.53	0.38	0.3	0.24
	"8-9	8		0.76	0.49	0.36	0.28	0.23		0.79	0.5	0.37	0.29	0.24
	"9-10	9		0.7	0.46	0.34	0.27	0.23		0.75	0.48	0.36	0.28	0.23
	"10-12	10		0.6	0.41	0.32	0.26	0.22		0.65	0.44	0.33	0.27	0.22
	"12-14	12		0.52	0.38	0.29	0.24	0.21		0.58	0.41	0.31	0.25	0.21
	"14-17	14		0.45	0.34	0.27	0.23	0.19		0.71	0.37	0.29	0.24	0.2
	"17-20	17		0.39	0.3	0.25	0.21	0.18		0.43	0.33	0.26	0.22	0.19

		Table 6.10c (Two opposite edges exposed)					a		Table 6.10c (Two opposite edges exposed)					a
		a (m)		0	25	50	75	100		0	25	50	75	100
	"2-3	2		1.15	0.62	0.43	0.32	0.26		1.1	0.61	0.42	0.32	0.26
	"3-4	3		0.9	0.54	0.39	0.3	0.25		0.95	0.56	0.4	0.31	0.25
	"4-5	4		0.73	0.47	0.35	0.28	0.23		0.83	0.51	0.37	0.29	0.23
	"5-6	5		0.62	0.43	0.32	0.26	0.22		0.74	0.48	0.35	0.26	0.23
	"6-8	6		0.55	0.39	0.3	0.25	0.21		0.67	0.45	0.34	0.27	0.23
	"8-10	8		0.44	0.33	0.27	0.22	0.19		0.55	0.39	0.3	0.25	0.21

		Table 6.10a (Three adjacent edges exposed)					s		Table 6.13a (Three adjacent edges exposed)					s
	short	long		0	25	50	75	100		0	25	50	75	100
	3	3		1.15	0.62	0.43	0.32	0.26		1.15	0.62	0.43	0.32	0.26
	3	4		1.03	0.58	0.41	0.31	0.26		1.03	0.58	0.41	0.31	0.26
	3	6		1	0.57	0.4	0.31	0.25		1	0.57	0.4	0.31	0.25
	3	8		0.96	0.56	0.4	0.31	0.25		0.99	0.56	0.4	0.31	0.25
	4	4		0.95	0.56	0.4	0.31	0.25		0.95	0.56	0.4	0.31	0.25
	4	6		0.85	0.52	0.38	0.29	0.24		0.87	0.53	0.38	0.3	0.24
	5	5		0.81	0.51	0.37	0.29	0.24		0.83	0.51	0.37	0.29	0.24
	5	7		0.74	0.48	0.35	0.28	0.23		0.8	0.5	0.37	0.29	0.24
	6	6		0.71	0.46	0.35	0.28	0.23		0.75	0.48	0.36	0.28	0.23
	6	8		0.65	0.44	0.33	0.27	0.22		0.72	0.47	0.35	0.28	0.23

		Table 6.10b (Three adjacent edges exposed)					L		Table 6.13b (Three adjacent edges exposed)					L
	short	long		0	25	50	75	100		0	25	50	75	100
	3	3		1.05	0.59	0.41	0.32	0.26		1	0.57	0.4	0.31	0.25
	3	5		0.9	0.54	0.39	0.3	0.25		0.85	0.52	0.38	0.29	0.24
	3	7		0.85	0.52	0.38	0.29	0.24		0.8	0.5	0.37	0.29	0.24
	3	9		0.77	0.49	0.36	0.28	0.24		0.77	0.49	0.36	0.28	0.24
	4	4		0.95	0.56	0.4	0.31	0.25		0.85	0.52	0.38	0.29	0.24
	4	6		0.87	0.53	0.38	0.3	0.24		0.79	0.5	0.37	0.29	0.24
	4	8		0.76	0.49	0.36	0.28	0.24		0.73	0.47	0.35	0.28	0.23
	5	5		0.83	0.51	0.37	0.29	0.24		0.77	0.49	0.36	0.28	0.24
	5	7		0.77	0.49	0.36	0.28	0.24		0.72	0.47	0.35	0.28	0.23
	5	9		0.68	0.45	0.34	0.27	0.23		0.66	0.44	0.33	0.27	0.23
	6	6		0.75	0.48	0.36	0.28	0.23		0.69	0.46	0.34	0.27	0.23
	6	8		0.7	0.46	0.34	0.27	0.23		0.67	0.45	0.34	0.27	0.23

		Table 6.11 (One adjacent edge exposed)					a		Table 6.14b (One adjacent edge exposed)					a
		a(m)		0	25	50	75	100		0	25	50	75	100
	"1.25-1.75	1.25		0.9	0.54	0.39	0.3	0.25		1.1	0.61	0.42	0.32	0.26
	"1.75-2	1.75		0.73	0.47	0.35	0.28	0.23		0.83	0.51	0.37	0.29	0.24
	"2-3	2		0.55	0.39	0.3	0.25	0.21		0.67	0.45	0.34	0.27	0.23
	"3-5	3		0.45	0.34	0.27	0.23	0.19		0.56	0.4	0.31	0.25	0.21
	"5-7	5		0.38	0.3	0.24	0.21	0.18		0.48	0.35	0.28	0.23	0.2
	"7-10	7		0.28	0.23	0.2	0.17	0.15		0.38	0.3	0.24	0.21	0.19

									Menu_floor_construction	menu no	col
									Solid floor - Enter a U-value	0
									Suspended floor - Enter U-value	0
									Solid no insulation	1	3
									Solid 25mm insulation	2	4
									Solid 50mm insulation	3	5
									Solid 75mm insulation	4	6
									Solid 100mm insulation	5	7
									Suspended no insulation	6	10
									Suspended 25mm insulation	7	11
									Suspended 50mm insulation	8	12
									Suspended 75mm insulation	9	13
									Suspended 100mm insulation	10	14

									Menu_floor_exposed_sides
									One edge (short)	1
									One edge (long)	2
									Two adjacent edges	3
									Two opposite edges	4
									Three edges (short outer edge)	5
									Three edges (long outer edge)	6

## Scope
Heat Loss Calculator - NO LONGER SUPPORTED - last updated March 2021

This spreadsheet was originally developed to provide a method for carrying out the design calculations required by MIS 3005 D. However, due the recent development of a new tool for MCS installers to carry out heat load calculations, this Excel tool is no longer supported and will not undergo any further updates.

This tool and the data used within are based on BS EN 12831-1:2017, which was published 31st July 2017.

This tool is still available for those who may benefit from it and develop their own version. All cells within the tool are now unlocked for users to manipulate. For example, u-values, desgin temperatures.

Important: It is the user’s responsibility to ensure any calculations carried out with this tool are compliant with the relevant standards. You should not assume that by using this tool your calculation will be compliant. You should ensure that any data entered is correct and in accordance with the latest standards.

The tab relating to MCS 020 has been removed as this calculation is now available as a stand alone tool on the MCS website.

If you are a currently certified MCS installer, or would like to use the new tool to gain MCS certification, please visit: https://heatloadcalculator.mcscertified.com/

## Design Details
Design Details					Rooms	Temp	Pre 2000	Post 2000	Post 2006	Non select a/c	selected column					Hot Water Energy Calculation				Calculations	Electric	Gas	LPG	Oil	Constants and Assumptions
Project Reference:				MCS Designer:					0	Air Source	Bungalow	Pre 2000	30	0	0	Fan Convector	Single Phase	Horizontal	Bath	22	3.0	1.5	1.5	1.0	3		Up to 40	No	5	No	0	0	HW energy HP/day	7.48	kWh into HP for HW/day		CO2 kg	0.52	0.22	0.24	0.30	SHC Water		4187	J/kgK
Date:				Company Name:					25	Ground Source	Detached	Post 2000	35	1	10	Radiators	Three Phase	Vertical	Bed & Ensuite	21	2.0	1.5	1.0	1.0			Up to 40	Yes	3	Yes (with throat restrictor)	0	7	HW energy immersion/week	2.62	kWh into Immersion for HW/week		HP Capacity @ DOT °C/Flow temp	20.00				J to kWh		3600000
Customer Name:				MCS No:					50	Water Source	End Terrace	Post 2006	40	2	20	Radiators/Fan Convectors		Water	Bed/Study	21	1.5	1.5	0.5	1.0			Up to 70	No	4	Yes (without throat restrictor)	0	14	Total HW energy/day	10.47	kWh for HW/day		FLEQ space heating	#N/A				water mains input temp		10	°C
Site Address:				Address:					75		Flat		45	3	30	UFH		n/a	Bedroom	18	1.0	1.0	0.5	1.0			Up to 70	Yes	2		0		HP Energy (kWh)	2729.03			SPF space heating	3.50				kg to litres water		1
				100		Light Commercial		50	4	40	UFH/Fan Convectors			Bedsitting	21	1.5	1.0	0.5	1.0					0					Electrical Energy HP space heating	#N/A
				Semi-Detached		55	5	50	UFH/Radiators			Breakfast	21	1.5	1.0	0.5	1.0					0					Electrical Energy HP HW heating	2729.03
				Terrace		60	6	60	UFH/Radiators/Fan Convectors			Cloaks/WC	18	2.0	1.5	1.5	1.0					0					HW heat energy from HP	3820.64
Post Code:	ox10 6ng			Post Code:	ox10 6ng					65	7	70				Dining	21	1.5	1.0	0.5	1.0					0					FLEQ HW heating	64
Contact Nos.				Contact Nos.					8	80				Dressing	18	1.5	1.0	0.5	1.0					0					Running Hours CH pump	#N/A	Running hours HW + space heating or 8760 if 24/7 operation
Email Address:				Email Address:					9	90				Family	21	2.0	1.5	1.5	1.0					0					Power CH Pump (W)		If known please use
				10	100				Games	21	1.5	1.0	0.5	1.0					0					Running Hours Ground HX pump	#N/A
Property Details					110				Hall	18	2.0	1.0	0.5	1.0					0					Power Ground HX pump (W)	0
House Type	Detached			Amount of Bedrooms	4					120				Internal	18	0.0	0.0	0.0	1.0					0
Built (year)	Pre 2000			Occupants per Bedroom	1					130				Kitchen	18	2.0	1.5	1.5	1.0					0
Electrical Supply	Single Phase			Total Floor Area (m²)	9.00					140				Landing	18	2.0	1.0	0.5	1.0					0
				Total Volume (m³)	27.00					150				Living	21	1.5	1.0	0.5	1.0					0
Design Data					160				Lounge	21	1.5	1.0	0.5	1.0					0
Outside Design Temp - ODT (⁰C)	-2.4			Altitude (m)	100					170				Shower	22	3.0	1.5	1.5	1.0					0
Degree Days (DD)	2425			Min Hot Water Cylinder (litres)	#NAME?					180				Store	16	1.0	0.5	0.5	1.0					0
Mean air temp - MAT (°C)	9.8			Hot water per occupant (l/day)	45					190				Study	21	1.5	1.5	0.5	1.0					0
MAT Location	Midland (Elmdon)			Legionnaires' protection (days)	7					200				Toilet	18	3.0	1.5	1.5	1.0					0
Building Requirements					210				Utility	18	3.0	2.0	0.5	1.0					0
Space Heating load (kW)	#NAME?			Annual Hot water heating demand (kWh/yr)	#NAME?					220					0
Heat loss W/m²	#NAME?			Immersion Energy (kWh)	#NAME?					230					0
Space Heating (kWh/yr)	#N/A			Total Energy Usage (kWh/yr)	#N/A					240					0
Selection					250					0
Type of Heat Pump	Air Source			Buffer Vessel (litres)					260					0
Manufacturer				Hot Water Cylinder (litres)					270					0
Model				Type of Emitters					280					0
Output @ ODT/DFT (kW)	20.00			Design Flow Temp - DFT (°C)					290					0
Output @ 0°C/HW (kW)	60.00			CH pump power (W)					300
Manufacturers htg SCOP	3.50			Hot Water storage temp (°C)	50					310
Manufacturers HW SCOP	2.00			Hot Water system efficiency	70.00%					320
				330
Estimated Running Costs					340
Space Heating	#N/A			Ground Pump	#N/A					350
Hot Water from Heat Pump	#NAME?			Electric (p/kWh)	£0.14					360
Hot Water from Immersion	#NAME?			Gas (p/kWh)	£0.05					370
Total Running Costs	#N/A			LPG (p/kWh)	£0.52					380
Central Heating Pump	#N/A			Oil (p/kWh)	£0.61					390
				400
Property assumed U Values
Ground Floor	U' Value	Construction
Floor	1.25	Floor Insulation:	0	mm If 'U' value not known please select insulation level and select exposed edges per room
Windows	#N/A
Door	#N/A
External Wall	#N/A
Ceiling	#N/A
Pitched Roof	#N/A
Internal Wall	#N/A
Party Wall	0.50
Roof Glazing	#N/A
Mid-Floor	U' Value	Construction
Floor	#N/A
Windows	#N/A
Door	#N/A
External Wall	#N/A
Ceiling	#N/A
Pitched Roof	#N/A
Internal Wall	#N/A
Party Wall	0.50
Roof Glazing	#N/A
Upper-Floor	U' Value	Construction
Floor	#NAME?	Intermediate floors, boarding 19mm, airspace between joists, 9.5mm plasterboard heat flow downward
Windows	#NAME?	Metal Single Glazed
Door	#NAME?	Glazed wood or PVC-U door Metal Double Glazed
External Wall	#NAME?	19mm Render, 75mm foam board, Brick 343mm, Plaster
Flat Roof	#NAME?	Chippings, 3 layers of felt, boarding, air space, no insulation, 9.5 mm plasterboard
Pitched Roof	0.60	Pitched roof - Slates or tiles, , ventilated air space, 100mm insulation between joists, 9.5 mm plasterboard
Internal Wall	#NAME?	Plaster 13mm, brick 215mm, plaster 13mm
Party Wall	0.50
Roof Glazing	#NAME?	Metal Single Glazed
Single Storey	U' Value	Construction
Floor	0.00	Floor Insulation:	0	mm If 'U' value not known please select insulation level and select exposed edges per room
Windows	#N/A
Door	#N/A
External Wall	#N/A
Flat Roof	#N/A
Pitched Roof	#N/A
Internal Wall	#N/A
Party Wall	0.50
Roof Glazing	#N/A

Space Heating
Room	Heat loss (W)	Energy usage (kWh)	Design Temp	Open Flue	ac/h	Floor Area (m2)	Volume (m3)	W/m²
Family 1	#NAME?	#N/A	#NAME?	No	#NAME?	9.00	27.00	#NAME?
	#N/A	0.00	#N/A		#N/A	0.00	0.00	#N/A
	#N/A	0.00	#N/A		#N/A	0.00	0.00	#N/A
	#N/A	0.00	#N/A		#N/A	0.00	0.00	#N/A
	#N/A	0.00	#N/A		#N/A	0.00	0.00	#N/A
	#N/A	0.00	#N/A		#N/A	0.00	0.00	#N/A
	#N/A	0.00	#N/A		#N/A	0.00	0.00	#N/A
	#N/A	0.00	#N/A		#N/A	0.00	0.00	#N/A
	#N/A	0.00	#N/A		#N/A	0.00	0.00	#N/A
	#N/A	0.00	#N/A		#N/A	0.00	0.00	#N/A
	#N/A	0.00	#N/A		#N/A	0.00	0.00	#N/A
	#N/A	0.00	#N/A		#N/A	0.00	0.00	#N/A
	#N/A	0.00	#N/A		#N/A	0.00	0.00	#N/A
	#N/A	0.00	#N/A		#N/A	0.00	0.00	#N/A
	#N/A	0.00	#N/A		#N/A	0.00	0.00	#N/A
	#N/A	0.00	#N/A		#N/A	0.00	0.00	#N/A
	#N/A	0.00	#N/A		#N/A	0.00	0.00	#N/A
	#N/A	0.00	#N/A		#N/A	0.00	0.00	#N/A
	#N/A	0.00	#N/A		#N/A	0.00	0.00	#N/A
	#N/A	0.00	#N/A		#N/A	0.00	0.00	#N/A
	#N/A	0.00	#N/A		#N/A	0.00	0.00	#N/A
	#N/A	0.00	#N/A		#N/A	0.00	0.00	#N/A
	#N/A	0.00	#N/A		#N/A	0.00	0.00	#N/A
	#N/A	0.00	#N/A		#N/A	0.00	0.00	#N/A
	#N/A	0.00	#N/A		#N/A	0.00	0.00	#N/A
	#N/A	0.00	#N/A		#N/A	0.00	0.00	#N/A
	#N/A	0.00	#N/A		#N/A	0.00	0.00	#N/A
	#N/A	0.00	#N/A		#N/A	0.00	0.00	#N/A
	#N/A	0.00	#N/A		#N/A	0.00	0.00	#N/A
	#N/A	0.00	#N/A		#N/A	0.00	0.00	#N/A
Total	#NAME?	#N/A				9	27.00	#NAME?

## U Value Calculator
				Wall/Roof/ceiling/non-ground floors U-values (SOURCE Domestic heating guide section 6)	U-value W/m²K			Window_description				Type of surface/air gap	Thermal resistance		Element	Material	Density kg/m³	k factor W/mK
	U VALUE CALCULATOR					Enter a U-value				Enter a U-value				Outside surface of exterior wall	0.06		Walls	Asbestos cement sheet	700	0.36
	Fabric Type:					19mm Render, 75mm foam board, Brick 102mm, Plaster	0.30			Metal Double Glazed	3.40			Inside surface of wall	0.12			Autoclaved aerated concrete block	600	0.18
				19mm Render, 75mm foam board, Brick 228mm, Plaster	0.28			Metal Double Glazed, low-E glass	2.80			Air Gap	0.18			Brickwork (inner leaf)	1700	0.62
Layer	Element	Material	Thickness (mm)	Thermal Conductivity (W/mK)	Resistance R m²K/W					19mm Render, 75mm foam board, Brick 343mm, Plaster	0.27			Metal Double Glazed, low-E glass, argon filled	2.60					Brickwork (outer leaf)	1700	0.84
1				#N/A	#N/A					19mm Render, 75mm foam board, concrete 102mm, Plaster	0.31			Metal Single Glazed	5.70			Fabric Type				Concrete (lightweight)	1200	0.38
2				#N/A	#N/A					19mm Render, 75mm foam board, concrete 152mm, Plaster	0.30			Metal Triple Glazed	2.60			External wall				Concrete (medium density)	1800	1.13
3				#N/A	#N/A					19mm Render, 75mm foam board, concrete 204mm, Plaster	0.30			Metal Triple Glazed, low-E glass	2.10			Internal wall				Concrete (dense)	2100	1.4
4				#N/A	#N/A					19mm Render, 75mm foam board, concrete 254mm, Plaster	0.30			Metal Triple Glazed, low-E glass, argon filled	2.00			Roof				Concrete (high density)	2400	1.93
5				#N/A	#N/A					Brick 102 mm, plaster	2.97			Single glazed window with Secondary Glazing	2.40					Concrete block (heavyweight)	2300	1.63
6				#N/A	#N/A					Brick 102.5mm, cavity, membrane, plywood 10mm, studding 100mm, with infill insulation 80mm, vapour membrane, plasterboard 12.5mm	0.32			Wood/PVC Double Glazed	2.80					Concrete block (lightweight)	600	0.19
7				#N/A	#N/A					Brick 102.5mm, cavity, membrane, plywood 10mm, studding 100mm, with infill insulation 60mm, vapour membrane, plasterboard 12.5mm	0.43			Wood/PVC Double Glazed, low-E glass	2.30					Concrete block (medium weight)	1400	0.51
8				#N/A	#N/A					Brick 102.5mm, cavity, membrane, plywood 10mm, studding 100mm, with infill insulation 80mm, vapour membrane, plasterboard 12.5mm	0.36			Wood/PVC Double Glazed, low-E glass, argon filled	2.10			Walls				Fibreboard	300	0.06
				Total Resistance	#N/A					Brick 102mm, 50mm mineral slab, brick 102mm, 13mm plaster	0.56			Wood/PVC Single Glazed	4.80			Surface Finishes				Gypsum	600	0.18
				U value of construction (W/m²K)	#N/A					Brick 102mm, 50mm mineral slab, brick 102mm, 12.5mm plasterboard on dabs	0.53			Wood/PVC Triple Glazed	2.10			Roofs				Lightweight aggregate concrete block	1400	0.57
				Brick 102mm, 75mm foam board, 12.5mm plasterboard	0.30			Wood/PVC Triple Glazed, low-E glass	1.70			Floors				Limestone (soft)	1800	1.1
				Brick 102mm, cavity, 100mm high performance aerated block (k=0.11), 12.5mm plasterboard on dabs	0.64			Wood/PVC Triple Glazed, low-E glass, argon filled	1.60			Insulation				Limestone (hard)	2200	1.7
EXTERNAL WALL TYPE - SOLID			Description		U-value W/m²K					Brick 102mm, cavity, 100mm high performance aerated block (k=0.11), 13mm plaster	0.68			Glazed wood or PVC-U door Window_description	0.00			Air Gap				Mortar (exposed	1750	0.94
Solid Brick Wall			Brick 102mm, Plaster		2.97					Brick 102mm, cavity, 100mm standard aerated block (k=0.17), 12.5mm plasterboard on dabs	0.8			Glazed wood or PVC-U door Enter a U-value	0.00					Mortar (protected)	1750	0.88
			Brick 228mm, Plaster		2.11					Brick 102mm, cavity, 100mm standard aerated block (k=0.17), 13mm plaster	0.87			Glazed wood or PVC-U door Metal Double Glazed	3.40					Plasterboard	650	0.16
			Brick 343mm, Plaster		1.64					Brick 102mm, cavity, 125mm high performance aerated block (k=0.11), 12.5mm plasterboard on dabs	0.56			Glazed wood or PVC-U door Metal Double Glazed, low-E glass	2.80					Reinforced concrete (1% steel)	2300	2.3
Solid Brick Insulated Externally			19mm Render, 75mm foam board, Brick 102mm, Plaster		0.30					Brick 102mm, cavity, 125mm high performance aerated block (k=0.11), 13mm plaster	0.59			Glazed wood or PVC-U door Metal Double Glazed, low-E glass, argon filled	2.60					Reinforced concrete (2% steel)	2400	2.5
			19mm Render, 75mm foam board, Brick 228mm, Plaster		0.28					Brick 102mm, cavity, 125mm standard aerated block (k=0.17), 12.5mm plasterboard on dabs	0.72			Glazed wood or PVC-U door Metal Single Glazed	5.70					Sandstone	2600	2.3
			19mm Render, 75mm foam board, Brick 343mm, Plaster		0.27					Brick 102mm, cavity, 125mm standard aerated block (k=0.17), 13mm plaster	0.77			Glazed wood or PVC-U door Metal Triple Glazed	2.60					Stone (artificial)	1750	1.3
Solid Brink Insulated Internally			Brick 102mm, 75mm foam board, 12.5mm plasterboard		0.30					Brick 102mm, cavity, brick 102mm, 12.5mm plasterboard on dabs	1.21			solid wood door (external)	3.00					Stone (granite)	2640	2.93
			Brick 228mm, 75mm foam board, 12.5mm plasterboard		0.29					Brick 102mm, cavity, brick 102mm, 13mm plaster	1.37			Solid wood door to unheated corridor	1.40					Tile Hanging	1900	0.84
			Brick 343mm, 75mm foam board, 12.5mm plasterboard		0.28					Brick 102mm, mineral wool slab in cavity 50mm, 100mm high performance aerated block (k=0.11), 13mm plaster	0.39			Glazed wood or PVC-U door					Timber (Hardwood)	700	0.18
Solid Stone Wall, Unplastered			Stone 305mm (12")		2.78					Brick 102mm, mineral wool slab in cavity 50mm, 100mm standard aerated block (k=0.17), 13mm plaster	0.45					Timber (softwood, plywood, chipboard)	500	0.13
			Stone 457mm (18")		2.23					Brick 102mm, mineral wool slab in cavity 50mm, 120mm high performance aerated block (k=0.11), 13mm plaster	0.36					Surface Finishes	External rendering	1330	0.57
			Stone 610mm (24")		1.86					Brick 102mm, mineral wool slab in cavity 50mm, 120mm standard aerated block (k=0.17), 13mm plaster	0.42					Fibreboard	400	0.1
Solid Stone Wall, Internally Insulated			Stone 305mm, 100mm mineral wool, plasterboard on battens		0.33					Brick 102mm, mineral wool slab in cavity 50mm,100mm high performance aerated block (k=0.11), 12.5mm plasterboard on dabs	0.38					Plaster (dense)	1300	0.57
			Stone 457mm, 100mm mineral wool, plasterboard on battens		0.32					Brick 102mm, mineral wool slab in cavity 50mm,100mm standard aerated block (k=0.17), 12.5mm plasterboard on dabs	0.43					Plaster (lightweight	600	0.18
			Stone 610mm, 100mm mineral wool, plasterboard on battens		0.32					Brick 102mm, mineral wool slab in cavity 50mm,125mm high performance aerated block (k=0.11), 12.5mm plasterboard on dabs	0.35					Plasterboard	900	0.25
Solid Concrete Wall, Dense Plaster			Concrete 102mm, Plaster		3.51					Brick 102mm, mineral wool slab in cavity 50mm,125mm standard aerated block (k=0.17), 12.5mm plasterboard on dabs	0.41					Tiles (ceramic)	2300	1.3
			Concrete 152mm, Plaster		3.12					Brick 228 mm, plaster	2.11					Roofs	Aerated concrete slab	500	0.16
			Concrete 204mm, Plaster		2.80					Brick 228mm, 75mm foam board, 12.5mm plasterboard	0.29					Asphalt	1700	0.5
			Concrete 254mm, Plaster		2.54					Brick 343 mm, plaster	1.64					Asphalt	2100	0.7
Solid Concrete Wall Insulated External, Dense Plaster			19mm Render, 75mm foam board, concrete 102mm, Plaster		0.31					Brick 343mm, 75mm foam board, 12.5mm plasterboard	0.28					Felt/Bitumen layers	1100	0.23
			19mm Render, 75mm foam board, concrete 152mm, Plaster		0.30					Concrete 102mm, plaster	3.51					Felt/Bitumen layers	1700	0.5
			19mm Render, 75mm foam board, concrete 204mm, Plaster		0.30					Concrete 152mm, plaster	3.12					Screed (light weight)	1200	0.41
			19mm Render, 75mm foam board, concrete 254mm, Plaster		0.30					Concrete 204mm, plaster	2.8					Stone Chippings	1800	0.96
				Concrete 254 mm, plaster	2.54					Tiles (clay)	2000	1
EXTERNAL WALL TYPE - CAVITY			Description		U-value W/m²K					Render 19mm, brick 102mm, 50mm mineral wool slab, brick 102mm, 13mm plaster	0.54					Tiles (concrete)	2100	1.5
				Open Cavity	Mineral Wool 50mm				Render 19mm, brick 102mm, 50mm mineral wool slab, brick 102mm, 12.5mm plasterboard on dabs	0.51					Wood wool slab	500	0.1
Cavity Wall (Open cavity or mineral Wool Slab), Lightweight Plaster			Brick 102mm, Brick 102mm, 13mm Plaster & Skim		1.37	0.56				Render 19mm, brick 102mm, cavity, 100mm standard aerated block, 13mm plaster	0.82					Floors	Cast concrete	2000	1.35
			Brick 102mm, Brick 102mm, 12mm Plaster on dabs		1.21	0.53				Render 19mm, brick 102mm, cavity, 125mm standard aerated block, 13mm plaster	0.73					Metal tray (steel)	7800	50
				Inner Leaf Thickness					Render 19mm, brick 102mm, cavity, brick 102mm, 12.5mm plasterboard on dabs	1.11					Screed (concrete)	1950	1.2
				100mm	125mm				Render 19mm, brick 102mm, cavity, brick 102mm, 13mm plaster	1.25					Timber (softwood, plywood, chipboard)	500	0.13
Cavity Wall, aerated block inner leaf, lightweight plaster			Brick 102mm open cavity, standard aerated block (k=0.17), 13mm Plaster		0.87	0.77				Render 19mm, brick 102mm, mineral wool slab in / cavity 50mm, 100mm standard aerated block, 13mm plaster	0.44					Timber (hardwood)	700	0.18
				Render 19mm, brick 102mm, mineral wool slab in / cavity 50mm, 125mm standard aerated block, 13mm plaster	0.41					Timber flooring	650	0.14
			Brick 102mm open cavity, standard aerated block (k=0.17), 12.5mm plasterboard on dabs		0.80	0.72				Render 19mm, high performance aerated block (k=0.11) 215mm, 13mm plaster	0.44					Wood blocks	650	0.14
				Render 19mm, standard aerated block 100mm, cavity, 100mm high performance aerated block (k=0.11), 13mm plaster	0.51					Insulation	Expanded polystyrene slab	15	0.04
			Brick 102mm, mineral wool slab in cavity 50mm, standard aerated block (k=0.17), 13mm Plaster		0.45	0.42				Render 19mm, standard aerated block 100mm, cavity, 100mm standard aerated block, 13mm plaster	0.61					Expanded polystyrene slab	25	0.035
				Render 19mm, standard aerated block 100mm, cavity, 125mm high performance aerated block (k=0.11), 13mm plaster	0.45					Glass fibre quilt	12	0.04
			Brick 102mm, mineral wool slab in cavity 50mm, standard aerated block (k=0.17), 12.5mm plasterboard on dabs		0.43	0.41				Render 19mm, standard aerated block 100mm, cavity, 125mm standard aerated block, 13mm plaster	0.56					Glass fibre slab	25	0.035
				Render 19mm, standard aerated block 100mm, mineral wool slab in cavity 50mm, 100mm high performance aerated block (k=0.11), 13mm plaster	0.33					Mineral fibre slab	30	0.035
Cavity Wall, high performance aerated block inner leaf, lightweight plaster or plasterboard			Brick 102mm open cavity, high performance aerated block (k=0.11), 13mm Plaster		0.68	0.59				Render 19mm, standard aerated block 100mm, mineral wool slab in cavity 50mm, 100mm standard aerated block, 13mm plaster	0.37					Mineral wool batt	25	0.038
				Render 19mm, standard aerated block 100mm, mineral wool slab in cavity 50mm, 125mm high performance aerated block (k=0.11), 13mm plaster	0.31					Mineral wool quilt	12	0.042
			Brick 102mm open cavity, high performance aerated block (k=0.11), 12.5mm plasterboard on dabs		0.64	0.56				Render 19mm, standard aerated block 100mm, mineral wool slab in cavity 50mm, 125mm standard aerated block, 13mm plaster	0.35					Phenolic foam	30	0.04
				shiplap boards, airspace, cavity, membrane, plywood 10mm, studding 100mm, with infill insulation 80mm, vapour membrane, plasterboard 12.5mm	0.32					Phenolic foam board	30	0.025
			Brick 102mm, mineral wool slab in cavity 50mm, high performance aerated block (k=0.11), 13mm Plaster		0.39	0.36				shiplap boards, airspace, cavity, membrane, plywood 10mm, studding 100mm, with infill insulation 60mm, vapour membrane, plasterboard 12.5mm	0.44					Polyurethane board	30	0.025
				shiplap boards, airspace, cavity, membrane, plywood 10mm, studding 100mm, with infill insulation 80mm, vapour membrane, plasterboard 12.5mm	0.36					Urea formaldehyde foam	10	0.04
			Brick 102mm, mineral wool slab in cavity 50mm, high performance aerated block (k=0.11), 12.5mm plasterboard on dabs		0.38	0.35				Shiplap boards, airspace, standard aerated block 100mm, cavity, 100mm high performance block (K=0.11), 13mm plaster	0.45
				Shiplap boards, airspace, standard aerated block 100mm, cavity, 125mm high performance block (K=0.11), 13mm plaster	0.41
				Shiplap boards, airspace, standard aerated block 100mm, cavity, standard aerated block 100mm, 13mm plaster	0.53
EXTERNAL WALL TYPE - RENDERED EXTERNALLY			Description		U-value W/m²K					Shiplap boards, airspace, standard aerated block 100mm, cavity, standard aerated block 125mm, 13mm plaster	0.49
				Open Cavity	Mineral Wool 50mm				Shiplap boards, airspace, standard aerated block 100mm, mineral wool slab in cavity 50mm, 125mm high performance block (K=0.11), 13mm plaster	0.29
Cavity Wall (Open cavity or mineral Wool Slab), Lightweight Plaster			Render 19mm, Brick 102mm, Brick 102mm, 13mm Plaster		1.25	0.54				Shiplap boards, airspace, standard aerated block 100mm, mineral wool slab in cavity 50mm, standard aerated block 100mm, 13mm plaster	0.34
			Render 19mm, Brick 102mm, Brick 102mm, 12mm Plaster on dabs		1.11	0.51				Shiplap boards, airspace, standard aerated block 100mm, mineral wool slab in cavity 50mm, standard aerated block 125mm, 13mm plaster	0.32
				Shiplap boards, airspace, standard aerated block 125mm, mineral wool slab in cavity 50mm, 100mm high performance block (K=0.11), 13mm plaster	0.31
				Inner Leaf Thickness					Stone 305mm (12in)	2.78
				100mm	125mm				Stone 305mm, 100mm mineral wool, plasterboard on battens	0.33
Cavity Wall, aerated block inner leaf, lightweight plaster or plasterboard			Render 19mm, brick 102mm, cavity, standard aerated block, 13mm plaster		0.82	0.73				Stone 457mm (18in)	2.23
				Stone 457mm, 100mm mineral wool, plasterboard on battens	0.32
			Render 19mm, brick 102.5mm, mineral wool slab in cavity 50mm, standard aerated block, 13mm plaster		0.44	0.41				Stone 610mm (24in)	1.86
				Stone 610mm, 100mm mineral wool, plasterboard on battens	0.32
			Render 19mm, standard aerated block 100mm, cavity, standard aerated block, 13mm plaster		0.61	0.56				Tiles, airspace, cavity, membrane, plywood 10mm, studding 100mm, with infill insulation 80mm, vapour membrane, plasterboard 12.5mm	0.34
				Tiles, airspace, cavity, membrane, plywood 10mm, studding 100mm, with infill insulation 60mm, vapour membrane, plasterboard 12.5mm	0.47
Cavity blockwork wall, inner aerated block, lightweight plaster			Render 19mm, standard aerated block 100mm mineral wool slab in cavity 50mm, standard aerated block, 13mm plaster		0.37	0.35				Tiles, airspace, cavity, membrane, plywood 10mm, studding 100mm, with infill insulation 80mm, vapour membrane, plasterboard 12.5mm	0.38
				Tiles, airspace, high performance aerated block, 215mm, 13mm plaster	0.43
Cavity wall, rendered, aerated block inner, lightweight plaster			Render 19mm, standard aerated block 100mm, cavity, high performance aerated block (k=0.11), 13mm plaster		0.51	0.45				Tiles, airspace, standard aerated block 100mm, 13mm plaster	0.58
				Tiles, airspace, standard aerated block 100mm, cavity, 100mm high performance aerated block (k=0.11), 13mm plaster	0.49
			Render 19mm, standard aerated block 100mm,mineral wool slab in cavity 50 mm, high performance aerated block (k=0.11), 13mm plaster		0.33	0.31				Tiles, airspace, standard aerated block 100mm, cavity, 125mm high performance aerated block (k=0.11), 13mm plaster	0.44
				Tiles, airspace, standard aerated block 100mm, mineral wool slab in cavity 50mm, 100mm high performance aerated block (k=0.11), 13mm plaster	0.32
				Tiles, airspace, standard aerated block 100mm, mineral wool slab in cavity 50mm, 100mm standard aerated block, 13mm plaster	0.36
Solid Wall, rendered outside, plaster inside			Render 19mm, high performance aerated block (k=0.11), 13mm plaster		0.44					Tiles, airspace, standard aerated block 100mm, mineral wool slab in cavity 50mm, 120mm standard aerated block, 13mm plaster	0.34
				Tiles, airspace, standard aerated block 100mm, mineral wool slab in cavity 50mm, 125mm high performance aerated block (k=0.11), 13mm plaster	0.3
				Tiles, airspace, standard aerated block 125mm, 13mm plaster	0.53
EXTERNAL WALL TYPE - VARIATIONS			Description					Plaster 13mm, block 10mm, cavity, block 100mm, plaster 13mm	1.02
				Inner Leaf Thickness					Plaster 13mm, brick 102.5mm, plaster 13mm	1.76
				100mm	125mm				Plaster 13mm, brick 215mm, plaster 13mm	1.33
Cavity wall, tile clad, (open cavity or mineral wool slab), lightweight plaster			Tiles, air space, standard aerated block, 13mm plaster		0.58	0.53				Plaster 13mm, standard aerated block 100mm, plaster 13mm	1.66
			Tiles, air space, standard aerated block 100mm, mineral wool slab in cavity 50mm, standard aerated block, 13mm plaster		0.36	0.34				Plaster 13mm, standard aerated block 125mm, plaster 13mm	1.53
				Plaster, breeze block 100mm, plaster	1.58
			Tiles, air space, standard aerated block 100mm, cavity, high performance aerated block (k=0.11), 13mm plaster		0.49	0.44				Plasterboard 12.5mm, studding 75mm, plasterboard 12.5mm	1.72
				Chippings, 3 layers of felt, boarding, air space, 100mm insulation, 9.5 mm plasterboard	0.32
			Tiles, air space, standard aerated block 100mm, mineral wool slab in cavity 50mm, high performance aerated block (k=0.11), 13mm plaster		0.32	0.30				Chippings, 3 layers of felt, boarding, air space, 200mm insulation, 9.5 mm plasterboard	0.17
				Chippings, 3 layers of felt, boarding, air space, 300insulation, 9.5 mm plasterboard	0.12
Solid wall, tile clad externally			Tiles, air space, high performance aerated block 215mm, 13mm plaster		0.43					Chippings, 3 layers of felt, boarding, air space, 50mm insulation, 9.5 mm plasterboard	0.53
Cavity wall timber clad externally			Shiplap boards, airspace, standard aerated block 100mm, cavity, standard aerated block, 13mm plaster		0.53	0.49				Chippings, 3 layers of felt, boarding, air space, no insulation, 9.5 mm plasterboard	1.69
				Pitched roof - Slates or tiles, , ventilated air space, 100mm insulation between joists, 9.5 mm plasterboard	0.35
			Shiplap boards, airspace, standard aerated block 100mm, mineral wool slab in cavity 50mm, standard aerated block, 13mm plaster		0.34	0.32				Pitched roof - Slates or tiles, , ventilated air space, 200mm insulation between joists, 9.5 mm plasterboard	0.18
				Pitched roof - Slates or tiles, , ventilated air space, 300mm insulation between joists, 9.5 mm plasterboard	0.12
			Shiplap boards airspace, standard aerated block 100mm, cavity, high performance aerated block, 13mm plaster		0.45	0.41				Pitched roof - Slates or tiles, , ventilated air space, 50mm insulation between joists, 9.5 mm plasterboard	0.62
				Pitched roof - Slates or tiles, , ventilated air space, no insulation, 9.5 mm plasterboard	3.13
			Shiplap boards, airspace, standard aerated block 100mm, mineral wool slab in cavity 50mm, high performance aerated block, 13mm plaster		0.31	0.29				Pitched roof - Slates or tiles, sarking felt, ventilated air space, 100mm insulation between joists, 9.5 mm plasterboard	0.34
				Pitched roof - Slates or tiles, sarking felt, ventilated air space, 100mm insulation between rafters, 9.5 mm plasterboard	0.34
				Insulation Thickness					Pitched roof - Slates or tiles, sarking felt, ventilated air space, 200mm insulation between joists, 9.5 mm plasterboard	0.18
				60 mm	80 mm	100 mm			Pitched roof - Slates or tiles, sarking felt, ventilated air space, 200mm insulation between rafters, 9.5 mm plasterboard	0.18
Brick outer timber frame wall, dp membrane, plywood sheathing, studding, vapour membrane, plasterboard			Brick 102.5mm, cavity, membrane, plywood 10mm, studding 100m, with infill insulation, vapour membrane, plasterboard 12.5mm		0.43	0.36	0.32			Pitched roof - Slates or tiles, sarking felt, ventilated air space, 300mm insulation between joists, 9.5 mm plasterboard	0.12
				Pitched roof - Slates or tiles, sarking felt, ventilated air space, 300mm insulation between rafters, 9.5 mm plasterboard	0.12
			Tiles, airspace, membrane, plywood 10mm, studding 100mm, with infill insulation, vapour membrane, plasterboard 12.5mm		0.47	0.38	0.34			Pitched roof - Slates or tiles, sarking felt, ventilated air space, 50mm insulation between joists, 9.5 mm plasterboard	0.6
				Pitched roof - Slates or tiles, sarking felt, ventilated air space, 50mm insulation between rafters, 9.5 mm plasterboard	0.6
			Shiplap boards, airspace, membrane, plywood 10mm, studding 100mm with infill insulation		0.44	0.36	0.32			Pitched roof - Slates or tiles, sarking felt, ventilated air space, no insulation, 9.5 mm plasterboard	2.51
				Pitched roof - Slates or tiles, sarking felt, ventilated air space, no insulation, 9.5 mm plasterboard	2.51
				Boarding 19mm, airspace between joists, 100mm insulation, 6mm sheeting - heat flow downward exposed to outside air or unheated space	0.33
				Boarding 19mm, airspace between joists, 150mm insulation, 6mm sheeting - heat flow downward exposed to outside air or unheated space	0.23
				Boarding 19mm, airspace between joists, no insulation, 6mm sheeting - heat flow downward exposed to outside air or unheated space	1.75
				Intermediate floors, boarding 19mm, airspace 100mm insulation between joists, 9.5mm plasterboard heat flow downward	0.31
				Intermediate floors, boarding 19mm, airspace 100mm insulation between joists, 9.5mm plasterboard heat flow upward	0.32
				Intermediate floors, boarding 19mm, airspace between joists, 9.5mm plasterboard heat flow downward	1.41
				Intermediate floors, boarding 19mm, airspace between joists, 9.5mm plasterboard heat flow upward	1.73
				Screed 50mm, concrete slab 150mm, 100mm insulation between battens, 6mm sheeting, heat flow downward - exposed to outside air or unheated space	0.57
				Screed 50mm, concrete slab 150mm, no insulation between battens, 6mm sheeting, heat flow downward - exposed to outside air or unheated space	1.82

## Design Tables
Degree Day data from CIBSE Guide A (base temperature 15.5 °C) 1976-1995				Design Room Operative Temperature and Natural Ventilation Rates
& Mean Air Temp data (from MIS 3005 Appendix B)				Room	Temp (°C)	Category A	Category B	Category C	Room	Temp (°C)	Category A	Category B	Category C
	Degree	Mean Air		Lounge	21	1.5**	1.0**	0.5	Games	21	1.5	1.0	0.5
	Day (K*day)	Temp (°C)		Living	21	1.5**	1.0**	0.5	Bedroom	18	1.0	1.0	0.5
Borders (Boulmer)	2483	9.0		Breakfast	21	1.5	1.0	0.5	Bedsitting	21	1.5	1.0	0.5
E Anglia (Honington)	2254	10.1		Dining	21	1.5	1.0	0.5	Bed & Ensuite	21	2.0	1.5	1.0
E Pennines (Finningley)	2307	10.0		Kitchen	18	2.0*	1.5*	1.5*	Internal	18	0.0	0.0	0.0
E Scotland (Leuchars)	2577	8.8		Family	21	2.0*	1.5*	1.5*	Bed/Study	21	1.5	1.5	0.5
Midland (Elmdon)	2425	9.8		Hall	18	2.0	1.0	0.5	Landing	18	2.0	1.0	0.5
N Ireland (Aldergrove)	2360	9.4		Cloaks/WC	18	2.0*	1.5*	1.5*	Bath	22	3.0*	1.5*	1.5*
NE Scotland (Dyce)	2668	8.5		Toilet	18	3.0*	1.5*	1.5*	Shower	22	3.0*	1.5*	1.5*
North-eastern (Lemming)	2370	9.4		Utility	18	3.0*	2.0*	0.5*	Dressing	18	1.5	1.0	0.5
North-western (Carlisle)	2388	9.4		Study	21	1.5	1.5	0.5	Store	16	1.0	0.5	0.5
NW Scotland (Stornoway)	2671	8.6
Severn Valley (Filton)	1835	10.6		Category A:	Air change rates for older existing buildings (pre 2000). Those with several chimneys and/or subject to preservation orders may require greater infiltration allowance than shown above
South-eastern (Gatwick)	2255	10.2
Southern (Hurn)	2224	10.4		Category B:	Air change rates for modern buildings (2000 or later) with double glazing and regulatory minimum insulation
South-western (Plymouth)	1858	11.0
Thames Valley (Heathrow)	2033	11.3		Category C:	New (or existing) buildings constructed after 2006 and complying with all current building regulations.
W Pennines (Ringway)	2228	10.0
W Scotland (Abbotsinch)	2494	9.1		*	Where mechanical extract ventilation is to be installed in a room and the extract volume exceeds the natural infiltration, then it is advisable to make due allowances for the air extracted from any connecting room or corridor.
Wales (Aberporth)	2161	9.9
				**	Where a room contains an open fire or chimney, due ventilation allowance must be made from table below (Rooms with Chimneys and Open Flues).
Location	Alt (m)	External
		Temp **		Note:	All new (Post 2006), well insulated buildings use a design temp of 21°C throughout, except bathrooms (22°C) and Store (16°C)
Belfast	68	-1.2		Rooms with Chimneys and Open Flues
Birmingham	96	-3.4		Room Volume (m³)		Throat restrictor fitted to flue			Air changes per hour
Cardiff	67	-1.6		Up to 40		No			5
Edinburgh	35	-3.4		Up to 40		Yes			3
Glasgow	5	-3.9		Up to 70		No			4
London	25	-1.8		Up to 70		Yes			2
Manchester	75	-2.2
Plymouth	27	-1.2		Table and information taken from The Domestic Heating Design Guide 2015 - please refer to the guide for further information

## 1
Room Information			Ventilation Heat Loss			Fabric	Heat Loss (W)	Usage (kWh)	Additional heat loss		Addition	Watts	kWh
Room	Family	1	Air Changes per hour		#NAME?	Floor	#N/A	#N/A	Thermal Bridging (New Build >2006)		0.00%	#N/A	#N/A		3 edges (long single)	Level					1
Level	Ground floor		Air Change Factor (W/m³K)		0.33	Ext Wall	#N/A	#N/A	Exposed location		0.00%	#N/A	#N/A		3 edges (short single)	Please Select Floor	Solid Floor (in contact with ground)	9.8	unheated	0.00%	0.00%	0.00%	2
Design Room Temp (°C)		18.00	Total Volume (m³)		27.00	Roof	#N/A	0.00	High ceiling		0.00%	#N/A	#N/A		One edge	Ground floor	Suspended Floor		16	10.00%	20.00%	2.50%	3
Outside Design Temp (°C)		-2.40	Heat loss (W)		#NAME?	Glazing	#N/A	#N/A	Intermittent heating		0.00%	#N/A	#N/A		Two adjacent	Mid-floor			18			5.00%	4
Temp Difference (°C)		20.40	Estimated Energy usage (kWh)		518.56	Int./Party Wall	#N/A	0.00				Total Room Heat Loss (W)	#NAME?		Two opposite	Single storey			21			7.50%	5
Degree Days		2425										Total Room Energy Usage (kWh)	#N/A			Upper floor			22			10.00%	6
																1.25					7
Room Dimensions																		8
Length (m)	3.00	Width (m)	3.00	Height (m)	3.00	Volume (m³)	27.00											9
Length (m)		Width (m)		Height (m)			0.00											10
Length (m)		Width (m)		Height (m)			0.00
Awkward Room Dimensions
Length (m)		Width (m)		Height (m)			0.00	Pitched
Length (m)		Width (m)		Height (m)			0.00	Single Pitch
Length (m)		Height (m)		Depth (m)			0.00	Dormer 1
Length (m)		Height (m)		Depth (m)			0.00	Dormer 2
Length (m)		Height (m)		Depth (m)			0.00	Dormer 3
Floor								Temp Difference	Heat Loss (W)	Usage (kWh)	Select type of Ground Floor
Length (m)	3.00	Width (m)	3.00	Area (m²)	9.00	U Value (W/m²K)	#N/A	8.20	#N/A	#N/A	Solid Floor (in contact with ground)
Length (m)		Width (m)			0.00		#N/A	8.20	#N/A	#N/A	Exposed floor (external)
Length (m)		Width (m)			0.00		#N/A	8.20	#N/A	#N/A	One edge
External Wall											Depth of room
Length (m)	3.01	Height (m)	3.01		9.06
Length (m)		Height (m)			0.00
Length (m)		Height (m)			0.00
			Total		3.06		#N/A	20.40	#N/A	#N/A
Ceiling (Flat)
Length (m)	3.00	Width (m)	3.00		9.00
Length (m)		Width (m)			0.00
Length (m)		Width (m)			0.00						Select Temp/Type of Space Above
			Total		9.00		#N/A	0.00	#N/A	0.00	18
Ceiling (Awkward)
Length (m)	0.00	Pitch (m)	0.00		0.00	Pitched
Length (m)	0.00	Pitch (m)	0.00		0.00	Single Pitch
			Total		0.00		#N/A	20.40	#N/A	0.00
Windows
Width (m)	2.00	Height (m)	2.00		4.00		#N/A	20.40	#N/A	#N/A
Width (m)		Height (m)			0.00		#N/A	20.40	#N/A	#N/A
Width (m)		Height (m)			0.00		#N/A	20.40	#N/A	#N/A
Width (m)		Height (m)			0.00		#N/A	20.40	#N/A	#N/A
Width (m)		Height (m)			0.00		#N/A	20.40	#N/A	#N/A
Width (m)		Height (m)			0.00		#N/A	20.40	#N/A	#N/A
Width (m)		Height (m)			0.00		#N/A	20.40	#N/A	#N/A
Roof Glazing															Options for upper floor or single storey	Options for Ground or Mid Floor	Drop-Down List	U-Value Selector	Temp Diff Selector
Width (m)	0.00	Height (m)	0.00		0.00		#N/A	20.40	#N/A	#N/A
Width (m)		Height (m)			0.00		#N/A	20.40	#N/A	#N/A
Width (m)		Height (m)			0.00		#N/A	20.40	#N/A	#N/A
Width (m)		Height (m)			0.00		#N/A	20.40	#N/A	#N/A
External Doors																	Select...
Width (m)	1.00	Height (m)	2.00		2.00		#N/A	20.40	#N/A	#N/A					Outside	Unheated	Unheated	0	0
Width (m)		Height (m)			0.00		#N/A	20.40	#N/A	#N/A					Unheated	16	16	'Design Details'!C$69
Width (m)		Height (m)			0.00		#N/A	20.40	#N/A	#N/A						18	18	'Design Details'!C$79
Width (m)		Height (m)			0.00		#N/A	20.40	#N/A	#N/A						21	21
Internal Walls											Adjoining Room Temp (°C)					22	22
Length (m)	3	Height (m)	3		9.00		#N/A	0	#N/A
Length (m)		Height (m)			0.00		#N/A	0	#N/A
Length (m)		Height (m)			0.00		#N/A	0	#N/A
Length (m)		Height (m)			0.00		#N/A	0	#N/A
Party Wall
Length (m)		Height (m)			0.00		0.50	8	0.00	0.00

## 2
Room Information			Ventilation Heat Loss			Fabric	Heat Loss (W)	Usage (kWh)	Additional heat loss		Addition	Watts	kWh
Room			Air Changes per hour		#N/A	Floor	0.00	0.00			0.00%	#N/A	0.00		3 edges (long single)	Level					1
Level					0.33	Ext Wall	#N/A	0.00	Exposed location		0.00%	#N/A	0.00		3 edges (short single)	Please Select Floor	n/a	9.8	unheated	0.00%	0.00%	0.00%	2
		#N/A			0.00	Roof	#N/A	0.00	High ceiling		0.00%	#N/A	0.00		One edge	Ground floor	n/a		16	10.00%	20.00%	2.50%	3
		-2.40	Heat loss (W)		#N/A	Glazing	#N/A	0.00	Intermittent heating		0.00%	#N/A	0.00		Two adjacent	Mid-floor			18			5.00%	4
		#N/A	Estimated Energy usage (kWh)		0.00	Int./Party Wall	#N/A	0.00				Total Room Heat Loss (W)	#N/A		Two opposite	Single storey			21			7.50%	5
Degree Days		2425										Total Room Energy Usage (kWh)	0			Upper floor			22			10.00%	6
																0					7
Room Dimensions																		8
Length (m)		Width (m)		Height (m)			0.00											9
Length (m)		Width (m)		Height (m)			0.00											10
Length (m)		Width (m)		Height (m)			0.00
Awkward Room Dimensions
Length (m)		Width (m)		Height (m)			0.00	Pitched
Length (m)		Width (m)		Height (m)			0.00	Single Pitch
Length (m)		Height (m)		Depth (m)			0.00	Dormer 1
Length (m)		Height (m)		Depth (m)			0.00	Dormer 2
Length (m)		Height (m)		Depth (m)			0.00	Dormer 3
Floor								Temp Difference	Heat Loss (W)	Usage (kWh)	#N/A
Length (m)		Width (m)			0.00		0.00	0.00	0.00	0.00	n/a
Length (m)		Width (m)			0.00		0.00	0.00	0.00	0.00	Exposed floor (external)
Length (m)		Width (m)			0.00		0.00	0.00	0.00	0.00
External Wall
Length (m)		Height (m)			0.00
Length (m)		Height (m)			0.00
Length (m)		Height (m)			0.00
			Total		0.00		0.00	#N/A	#N/A	0.00
Ceiling (Flat)
Length (m)		Width (m)			0.00
Length (m)		Width (m)			0.00
Length (m)		Width (m)			0.00						Select Temp/Type of Space Above
			Total		0.00		0.00	0.00	0.00	0.00	Select...
Ceiling (Awkward)
Length (m)	0.00	Pitch (m)	0.00		0.00	Pitched
Length (m)	0.00	Pitch (m)	0.00		0.00	Single Pitch
			Total		0.00		0.00	#N/A	#N/A	0.00
Windows
Width (m)		Height (m)			0.00		0.00	#N/A	#N/A	0.00
Width (m)		Height (m)			0.00		0.00	#N/A	#N/A	0.00
Width (m)		Height (m)			0.00		0.00	#N/A	#N/A	0.00
Width (m)		Height (m)			0.00		0.00	#N/A	#N/A	0.00
Width (m)		Height (m)			0.00		0.00	#N/A	#N/A	0.00
Width (m)		Height (m)			0.00		0.00	#N/A	#N/A	0.00
Width (m)		Height (m)			0.00		0.00	#N/A	#N/A	0.00
Roof Glazing															Options for upper floor or single storey	Options for Ground or Mid Floor	Drop-Down List	U-Value Selector	Temp Diff Selector
Width (m)		Height (m)			0.00		0.00	#N/A	#N/A	0.00
Width (m)		Height (m)			0.00		0.00	#N/A	#N/A	0.00
Width (m)		Height (m)			0.00		0.00	#N/A	#N/A	0.00
Width (m)		Height (m)			0.00		0.00	#N/A	#N/A	0.00
External Doors																	Select...
Width (m)		Height (m)			0.00		0.00	#N/A	#N/A	0.00					Outside	Unheated	Outside	0	0
Width (m)		Height (m)			0.00		0.00	#N/A	#N/A	0.00					Unheated	16	Unheated	'Design Details'!C$69
Width (m)		Height (m)			0.00		0.00	#N/A	#N/A	0.00						18	0	'Design Details'!C$79
Width (m)		Height (m)			0.00		0.00	#N/A	#N/A	0.00						21	0
Internal Walls																22	0
Length (m)		Height (m)			0.00		0.00	0	0.00
Length (m)		Height (m)			0.00		0.00	0	0.00
Length (m)		Height (m)			0.00		0.00	0	0.00
Length (m)		Height (m)			0.00		0.00	0	0.00
Party Wall
Length (m)		Height (m)			0.00		0.00	#N/A	#N/A	0.00

## 3
Room Information			Ventilation Heat Loss			Fabric	Heat Loss (W)	Usage (kWh)	Additional heat loss		Addition	Watts	kWh
Room			Air Changes per hour		#N/A	Floor	0.00	0.00			0.00%	#N/A	0.00		3 edges (long single)	Level					1
Level					0.33	Ext Wall	#N/A	0.00	Exposed location		0.00%	#N/A	0.00		3 edges (short single)	Please Select Floor	n/a	9.8	unheated	0.00%	0.00%	0.00%	2
		#N/A			0.00	Roof	#N/A	0.00	High ceiling		0.00%	#N/A	0.00		One edge	Ground floor	n/a		16	10.00%	20.00%	2.50%	3
		-2.40	Heat loss (W)		#N/A	Glazing	#N/A	0.00	Intermittent heating		0.00%	#N/A	0.00		Two adjacent	Mid-floor			18			5.00%	4
		#N/A	Estimated Energy usage (kWh)		0.00	Int./Party Wall	#N/A	0.00				Total Room Heat Loss (W)	#N/A		Two opposite	Single storey			21			7.50%	5
Degree Days		2425										Total Room Energy Usage (kWh)	0			Upper floor			22			10.00%	6
																0					7
Room Dimensions																		8
Length (m)		Width (m)		Height (m)			0.00											9
Length (m)		Width (m)		Height (m)			0.00											10
Length (m)		Width (m)		Height (m)			0.00
Awkward Room Dimensions
Length (m)		Width (m)		Height (m)			0.00	Pitched
Length (m)		Width (m)		Height (m)			0.00	Single Pitch
Length (m)		Height (m)		Depth (m)			0.00	Dormer 1
Length (m)		Height (m)		Depth (m)			0.00	Dormer 2
Length (m)		Height (m)		Depth (m)			0.00	Dormer 3
Floor								Temp Difference	Heat Loss (W)	Usage (kWh)	#N/A
Length (m)		Width (m)			0.00		0.00	0.00	0.00	0.00	n/a
Length (m)		Width (m)			0.00		0.00	0.00	0.00	0.00	Exposed floor (external)
Length (m)		Width (m)			0.00		0.00	0.00	0.00	0.00
External Wall
Length (m)		Height (m)			0.00
Length (m)		Height (m)			0.00
Length (m)		Height (m)			0.00
			Total		0.00		0.00	#N/A	#N/A	0.00
Ceiling (Flat)
Length (m)		Width (m)			0.00
Length (m)		Width (m)			0.00
Length (m)		Width (m)			0.00						Select Temp/Type of Space Above
			Total		0.00		0.00	0.00	0.00	0.00	Select...
Ceiling (Awkward)
Length (m)	0.00	Pitch (m)	0.00		0.00	Pitched
Length (m)	0.00	Pitch (m)	0.00		0.00	Single Pitch
			Total		0.00		0.00	#N/A	#N/A	0.00
Windows
Width (m)		Height (m)			0.00		0.00	#N/A	#N/A	0.00
Width (m)		Height (m)			0.00		0.00	#N/A	#N/A	0.00
Width (m)		Height (m)			0.00		0.00	#N/A	#N/A	0.00
Width (m)		Height (m)			0.00		0.00	#N/A	#N/A	0.00
Width (m)		Height (m)			0.00		0.00	#N/A	#N/A	0.00
Width (m)		Height (m)			0.00		0.00	#N/A	#N/A	0.00
Width (m)		Height (m)			0.00		0.00	#N/A	#N/A	0.00
Roof Glazing															Options for upper floor or single storey	Options for Ground or Mid Floor	Drop-Down List	U-Value Selector	Temp Diff Selector
Width (m)		Height (m)			0.00		0.00	#N/A	#N/A	0.00
Width (m)		Height (m)			0.00		0.00	#N/A	#N/A	0.00
Width (m)		Height (m)			0.00		0.00	#N/A	#N/A	0.00
Width (m)		Height (m)			0.00		0.00	#N/A	#N/A	0.00
External Doors																	Select...
Width (m)		Height (m)			0.00		0.00	#N/A	#N/A	0.00					Outside	Unheated	Outside	0	0
Width (m)		Height (m)			0.00		0.00	#N/A	#N/A	0.00					Unheated	16	Unheated	'Design Details'!C$69
Width (m)		Height (m)			0.00		0.00	#N/A	#N/A	0.00						18	0	'Design Details'!C$79
Width (m)		Height (m)			0.00		0.00	#N/A	#N/A	0.00						21	0
Internal Walls																22	0
Length (m)		Height (m)			0.00		0.00	0	0.00
Length (m)		Height (m)			0.00		0.00	0	0.00
Length (m)		Height (m)			0.00		0.00	0	0.00
Length (m)		Height (m)			0.00		0.00	0	0.00
Party Wall
Length (m)		Height (m)			0.00		0.00	#N/A	#N/A	0.00

## 4
Room Information			Ventilation Heat Loss			Fabric	Heat Loss (W)	Usage (kWh)	Additional heat loss		Addition	Watts	kWh
Room			Air Changes per hour		#N/A	Floor	0.00	0.00			0.00%	#N/A	0.00		3 edges (long single)	Level					1
Level					0.33	Ext Wall	#N/A	0.00	Exposed location		0.00%	#N/A	0.00		3 edges (short single)	Please Select Floor	n/a	9.8	unheated	0.00%	0.00%	0.00%	2
		#N/A			0.00	Roof	#N/A	0.00	High ceiling		0.00%	#N/A	0.00		One edge	Ground floor	n/a		16	10.00%	20.00%	2.50%	3
		-2.40	Heat loss (W)		#N/A	Glazing	#N/A	0.00	Intermittent heating		0.00%	#N/A	0.00		Two adjacent	Mid-floor			18			5.00%	4
		#N/A	Estimated Energy usage (kWh)		0.00	Int./Party Wall	#N/A	0.00				Total Room Heat Loss (W)	#N/A		Two opposite	Single storey			21			7.50%	5
Degree Days		2425										Total Room Energy Usage (kWh)	0			Upper floor			22			10.00%	6
																0					7
Room Dimensions																		8
Length (m)		Width (m)		Height (m)			0.00											9
Length (m)		Width (m)		Height (m)			0.00											10
Length (m)		Width (m)		Height (m)			0.00
Awkward Room Dimensions
Length (m)		Width (m)		Height (m)			0.00	Pitched
Length (m)		Width (m)		Height (m)			0.00	Single Pitch
Length (m)		Height (m)		Depth (m)			0.00	Dormer 1
Length (m)		Height (m)		Depth (m)			0.00	Dormer 2
Length (m)		Height (m)		Depth (m)			0.00	Dormer 3
Floor								Temp Difference	Heat Loss (W)	Usage (kWh)	#N/A
Length (m)		Width (m)			0.00		0.00	0.00	0.00	0.00	n/a
Length (m)		Width (m)			0.00		0.00	0.00	0.00	0.00	Exposed floor (external)
Length (m)		Width (m)			0.00		0.00	0.00	0.00	0.00
External Wall
Length (m)		Height (m)			0.00
Length (m)		Height (m)			0.00
Length (m)		Height (m)			0.00
			Total		0.00		0.00	#N/A	#N/A	0.00
Ceiling (Flat)
Length (m)		Width (m)			0.00
Length (m)		Width (m)			0.00
Length (m)		Width (m)			0.00						Select Temp/Type of Space Above
			Total		0.00		0.00	0.00	0.00	0.00	Select...
Ceiling (Awkward)
Length (m)	0.00	Pitch (m)	0.00		0.00	Pitched
Length (m)	0.00	Pitch (m)	0.00		0.00	Single Pitch
			Total		0.00		0.00	#N/A	#N/A	0.00
Windows
Width (m)		Height (m)			0.00		0.00	#N/A	#N/A	0.00
Width (m)		Height (m)			0.00		0.00	#N/A	#N/A	0.00
Width (m)		Height (m)			0.00		0.00	#N/A	#N/A	0.00
Width (m)		Height (m)			0.00		0.00	#N/A	#N/A	0.00
Width (m)		Height (m)			0.00		0.00	#N/A	#N/A	0.00
Width (m)		Height (m)			0.00		0.00	#N/A	#N/A	0.00
Width (m)		Height (m)			0.00		0.00	#N/A	#N/A	0.00
Roof Glazing															Options for upper floor or single storey	Options for Ground or Mid Floor	Drop-Down List	U-Value Selector	Temp Diff Selector
Width (m)		Height (m)			0.00		0.00	#N/A	#N/A	0.00
Width (m)		Height (m)			0.00		0.00	#N/A	#N/A	0.00
Width (m)		Height (m)			0.00		0.00	#N/A	#N/A	0.00
Width (m)		Height (m)			0.00		0.00	#N/A	#N/A	0.00
External Doors																	Select...
Width (m)		Height (m)			0.00		0.00	#N/A	#N/A	0.00					Outside	Unheated	Outside	0	0
Width (m)		Height (m)			0.00		0.00	#N/A	#N/A	0.00					Unheated	16	Unheated	'Design Details'!C$69
Width (m)		Height (m)			0.00		0.00	#N/A	#N/A	0.00						18	0	'Design Details'!C$79
Width (m)		Height (m)			0.00		0.00	#N/A	#N/A	0.00						21	0
Internal Walls																22	0
Length (m)		Height (m)			0.00		0.00	0	0.00
Length (m)		Height (m)			0.00		0.00	0	0.00
Length (m)		Height (m)			0.00		0.00	0	0.00
Length (m)		Height (m)			0.00		0.00	0	0.00
Party Wall
Length (m)		Height (m)			0.00		0.00	#N/A	#N/A	0.00

## 5
Room Information			Ventilation Heat Loss			Fabric	Heat Loss (W)	Usage (kWh)	Additional heat loss		Addition	Watts	kWh
Room			Air Changes per hour		#N/A	Floor	0.00	0.00			0.00%	#N/A	0.00		3 edges (long single)	Level					1
Level					0.33	Ext Wall	#N/A	0.00	Exposed location		0.00%	#N/A	0.00		3 edges (short single)	Please Select Floor	n/a	9.8	unheated	0.00%	0.00%	0.00%	2
		#N/A			0.00	Roof	#N/A	0.00	High ceiling		0.00%	#N/A	0.00		One edge	Ground floor	n/a		16	10.00%	20.00%	2.50%	3
		-2.40	Heat loss (W)		#N/A	Glazing	#N/A	0.00	Intermittent heating		0.00%	#N/A	0.00		Two adjacent	Mid-floor			18			5.00%	4
		#N/A	Estimated Energy usage (kWh)		0.00	Int./Party Wall	#N/A	0.00				Total Room Heat Loss (W)	#N/A		Two opposite	Single storey			21			7.50%	5
Degree Days		2425										Total Room Energy Usage (kWh)	0			Upper floor			22			10.00%	6
																0					7
Room Dimensions																		8
Length (m)		Width (m)		Height (m)			0.00											9
Length (m)		Width (m)		Height (m)			0.00											10
Length (m)		Width (m)		Height (m)			0.00
Awkward Room Dimensions
Length (m)		Width (m)		Height (m)			0.00	Pitched
Length (m)		Width (m)		Height (m)			0.00	Single Pitch
Length (m)		Height (m)		Depth (m)			0.00	Dormer 1
Length (m)		Height (m)		Depth (m)			0.00	Dormer 2
Length (m)		Height (m)		Depth (m)			0.00	Dormer 3
Floor								Temp Difference	Heat Loss (W)	Usage (kWh)	#N/A
Length (m)		Width (m)			0.00		0.00	0.00	0.00	0.00	n/a
Length (m)		Width (m)			0.00		0.00	0.00	0.00	0.00	Exposed floor (external)
Length (m)		Width (m)			0.00		0.00	0.00	0.00	0.00
External Wall
Length (m)		Height (m)			0.00
Length (m)		Height (m)			0.00
Length (m)		Height (m)			0.00
			Total		0.00		0.00	#N/A	#N/A	0.00
Ceiling (Flat)
Length (m)		Width (m)			0.00
Length (m)		Width (m)			0.00
Length (m)		Width (m)			0.00						Select Temp/Type of Space Above
			Total		0.00		0.00	0.00	0.00	0.00	Select...
Ceiling (Awkward)
Length (m)	0.00	Pitch (m)	0.00		0.00	Pitched
Length (m)	0.00	Pitch (m)	0.00		0.00	Single Pitch
			Total		0.00		0.00	#N/A	#N/A	0.00
Windows
Width (m)		Height (m)			0.00		0.00	#N/A	#N/A	0.00
Width (m)		Height (m)			0.00		0.00	#N/A	#N/A	0.00
Width (m)		Height (m)			0.00		0.00	#N/A	#N/A	0.00
Width (m)		Height (m)			0.00		0.00	#N/A	#N/A	0.00
Width (m)		Height (m)			0.00		0.00	#N/A	#N/A	0.00
Width (m)		Height (m)			0.00		0.00	#N/A	#N/A	0.00
Width (m)		Height (m)			0.00		0.00	#N/A	#N/A	0.00
Roof Glazing															Options for upper floor or single storey	Options for Ground or Mid Floor	Drop-Down List	U-Value Selector	Temp Diff Selector
Width (m)		Height (m)			0.00		0.00	#N/A	#N/A	0.00
Width (m)		Height (m)			0.00		0.00	#N/A	#N/A	0.00
Width (m)		Height (m)			0.00		0.00	#N/A	#N/A	0.00
Width (m)		Height (m)			0.00		0.00	#N/A	#N/A	0.00
External Doors																	Select...
Width (m)		Height (m)			0.00		0.00	#N/A	#N/A	0.00					Outside	Unheated	Outside	0	0
Width (m)		Height (m)			0.00		0.00	#N/A	#N/A	0.00					Unheated	16	Unheated	'Design Details'!C$69
Width (m)		Height (m)			0.00		0.00	#N/A	#N/A	0.00						18	0	'Design Details'!C$79
Width (m)		Height (m)			0.00		0.00	#N/A	#N/A	0.00						21	0
Internal Walls																22	0
Length (m)		Height (m)			0.00		0.00	0	0.00
Length (m)		Height (m)			0.00		0.00	0	0.00
Length (m)		Height (m)			0.00		0.00	0	0.00
Length (m)		Height (m)			0.00		0.00	0	0.00
Party Wall
Length (m)		Height (m)			0.00		0.00	#N/A	#N/A	0.00

## 6
Room Information			Ventilation Heat Loss			Fabric	Heat Loss (W)	Usage (kWh)	Additional heat loss		Addition	Watts	kWh
Room			Air Changes per hour		#N/A	Floor	0.00	0.00			0.00%	#N/A	0.00		3 edges (long single)	Level					1
Level					0.33	Ext Wall	#N/A	0.00	Exposed location		0.00%	#N/A	0.00		3 edges (short single)	Please Select Floor	n/a	9.8	unheated	0.00%	0.00%	0.00%	2
		#N/A			0.00	Roof	#N/A	0.00	High ceiling		0.00%	#N/A	0.00		One edge	Ground floor	n/a		16	10.00%	20.00%	2.50%	3
		-2.40	Heat loss (W)		#N/A	Glazing	#N/A	0.00	Intermittent heating		0.00%	#N/A	0.00		Two adjacent	Mid-floor			18			5.00%	4
		#N/A	Estimated Energy usage (kWh)		0.00	Int./Party Wall	#N/A	0.00				Total Room Heat Loss (W)	#N/A		Two opposite	Single storey			21			7.50%	5
Degree Days		2425										Total Room Energy Usage (kWh)	0			Upper floor			22			10.00%	6
																0					7
Room Dimensions																		8
Length (m)		Width (m)		Height (m)			0.00											9
Length (m)		Width (m)		Height (m)			0.00											10
Length (m)		Width (m)		Height (m)			0.00
Awkward Room Dimensions
Length (m)		Width (m)		Height (m)			0.00	Pitched
Length (m)		Width (m)		Height (m)			0.00	Single Pitch
Length (m)		Height (m)		Depth (m)			0.00	Dormer 1
Length (m)		Height (m)		Depth (m)			0.00	Dormer 2
Length (m)		Height (m)		Depth (m)			0.00	Dormer 3
Floor								Temp Difference	Heat Loss (W)	Usage (kWh)	#N/A
Length (m)		Width (m)			0.00		0.00	0.00	0.00	0.00	n/a
Length (m)		Width (m)			0.00		0.00	0.00	0.00	0.00	Exposed floor (external)
Length (m)		Width (m)			0.00		0.00	0.00	0.00	0.00
External Wall
Length (m)		Height (m)			0.00
Length (m)		Height (m)			0.00
Length (m)		Height (m)			0.00
			Total		0.00		0.00	#N/A	#N/A	0.00
Ceiling (Flat)
Length (m)		Width (m)			0.00
Length (m)		Width (m)			0.00
Length (m)		Width (m)			0.00						Select Temp/Type of Space Above
			Total		0.00		0.00	0.00	0.00	0.00	Select...
Ceiling (Awkward)
Length (m)	0.00	Pitch (m)	0.00		0.00	Pitched
Length (m)	0.00	Pitch (m)	0.00		0.00	Single Pitch
			Total		0.00		0.00	#N/A	#N/A	0.00
Windows
Width (m)		Height (m)			0.00		0.00	#N/A	#N/A	0.00
Width (m)		Height (m)			0.00		0.00	#N/A	#N/A	0.00
Width (m)		Height (m)			0.00		0.00	#N/A	#N/A	0.00
Width (m)		Height (m)			0.00		0.00	#N/A	#N/A	0.00
Width (m)		Height (m)			0.00		0.00	#N/A	#N/A	0.00
Width (m)		Height (m)			0.00		0.00	#N/A	#N/A	0.00
Width (m)		Height (m)			0.00		0.00	#N/A	#N/A	0.00
Roof Glazing															Options for upper floor or single storey	Options for Ground or Mid Floor	Drop-Down List	U-Value Selector	Temp Diff Selector
Width (m)		Height (m)			0.00		0.00	#N/A	#N/A	0.00
Width (m)		Height (m)			0.00		0.00	#N/A	#N/A	0.00
Width (m)		Height (m)			0.00		0.00	#N/A	#N/A	0.00
Width (m)		Height (m)			0.00		0.00	#N/A	#N/A	0.00
External Doors																	Select...
Width (m)		Height (m)			0.00		0.00	#N/A	#N/A	0.00					Outside	Unheated	Outside	0	0
Width (m)		Height (m)			0.00		0.00	#N/A	#N/A	0.00					Unheated	16	Unheated	'Design Details'!C$69
Width (m)		Height (m)			0.00		0.00	#N/A	#N/A	0.00						18	0	'Design Details'!C$79
Width (m)		Height (m)			0.00		0.00	#N/A	#N/A	0.00						21	0
Internal Walls																22	0
Length (m)		Height (m)			0.00		0.00	0	0.00
Length (m)		Height (m)			0.00		0.00	0	0.00
Length (m)		Height (m)			0.00		0.00	0	0.00
Length (m)		Height (m)			0.00		0.00	0	0.00
Party Wall
Length (m)		Height (m)			0.00		0.00	#N/A	#N/A	0.00

## 7
Room Information			Ventilation Heat Loss			Fabric	Heat Loss (W)	Usage (kWh)	Additional heat loss		Addition	Watts	kWh
Room			Air Changes per hour		#N/A	Floor	0.00	0.00			0.00%	#N/A	0.00		3 edges (long single)	Level					1
Level					0.33	Ext Wall	#N/A	0.00	Exposed location		0.00%	#N/A	0.00		3 edges (short single)	Please Select Floor	n/a	9.8	unheated	0.00%	0.00%	0.00%	2
		#N/A			0.00	Roof	#N/A	0.00	High ceiling		0.00%	#N/A	0.00		One edge	Ground floor	n/a		16	10.00%	20.00%	2.50%	3
		-2.40	Heat loss (W)		#N/A	Glazing	#N/A	0.00	Intermittent heating		0.00%	#N/A	0.00		Two adjacent	Mid-floor			18			5.00%	4
		#N/A	Estimated Energy usage (kWh)		0.00	Int./Party Wall	#N/A	0.00				Total Room Heat Loss (W)	#N/A		Two opposite	Single storey			21			7.50%	5
Degree Days		2425										Total Room Energy Usage (kWh)	0			Upper floor			22			10.00%	6
																0					7
Room Dimensions																		8
Length (m)		Width (m)		Height (m)			0.00											9
Length (m)		Width (m)		Height (m)			0.00											10
Length (m)		Width (m)		Height (m)			0.00
Awkward Room Dimensions
Length (m)		Width (m)		Height (m)			0.00	Pitched
Length (m)		Width (m)		Height (m)			0.00	Single Pitch
Length (m)		Height (m)		Depth (m)			0.00	Dormer 1
Length (m)		Height (m)		Depth (m)			0.00	Dormer 2
Length (m)		Height (m)		Depth (m)			0.00	Dormer 3
Floor								Temp Difference	Heat Loss (W)	Usage (kWh)	#N/A
Length (m)		Width (m)			0.00		0.00	0.00	0.00	0.00	n/a
Length (m)		Width (m)			0.00		0.00	0.00	0.00	0.00	Exposed floor (external)
Length (m)		Width (m)			0.00		0.00	0.00	0.00	0.00
External Wall
Length (m)		Height (m)			0.00
Length (m)		Height (m)			0.00
Length (m)		Height (m)			0.00
			Total		0.00		0.00	#N/A	#N/A	0.00
Ceiling (Flat)
Length (m)		Width (m)			0.00
Length (m)		Width (m)			0.00
Length (m)		Width (m)			0.00						Select Temp/Type of Space Above
			Total		0.00		0.00	0.00	0.00	0.00	Select...
Ceiling (Awkward)
Length (m)	0.00	Pitch (m)	0.00		0.00	Pitched
Length (m)	0.00	Pitch (m)	0.00		0.00	Single Pitch
			Total		0.00		0.00	#N/A	#N/A	0.00
Windows
Width (m)		Height (m)			0.00		0.00	#N/A	#N/A	0.00
Width (m)		Height (m)			0.00		0.00	#N/A	#N/A	0.00
Width (m)		Height (m)			0.00		0.00	#N/A	#N/A	0.00
Width (m)		Height (m)			0.00		0.00	#N/A	#N/A	0.00
Width (m)		Height (m)			0.00		0.00	#N/A	#N/A	0.00
Width (m)		Height (m)			0.00		0.00	#N/A	#N/A	0.00
Width (m)		Height (m)			0.00		0.00	#N/A	#N/A	0.00
Roof Glazing															Options for upper floor or single storey	Options for Ground or Mid Floor	Drop-Down List	U-Value Selector	Temp Diff Selector
Width (m)		Height (m)			0.00		0.00	#N/A	#N/A	0.00
Width (m)		Height (m)			0.00		0.00	#N/A	#N/A	0.00
Width (m)		Height (m)			0.00		0.00	#N/A	#N/A	0.00
Width (m)		Height (m)			0.00		0.00	#N/A	#N/A	0.00
External Doors																	Select...
Width (m)		Height (m)			0.00		0.00	#N/A	#N/A	0.00					Outside	Unheated	Outside	0	0
Width (m)		Height (m)			0.00		0.00	#N/A	#N/A	0.00					Unheated	16	Unheated	'Design Details'!C$69
Width (m)		Height (m)			0.00		0.00	#N/A	#N/A	0.00						18	0	'Design Details'!C$79
Width (m)		Height (m)			0.00		0.00	#N/A	#N/A	0.00						21	0
Internal Walls																22	0
Length (m)		Height (m)			0.00		0.00	0	0.00
Length (m)		Height (m)			0.00		0.00	0	0.00
Length (m)		Height (m)			0.00		0.00	0	0.00
Length (m)		Height (m)			0.00		0.00	0	0.00
Party Wall
Length (m)		Height (m)			0.00		0.00	#N/A	#N/A	0.00

## 8
Room Information			Ventilation Heat Loss			Fabric	Heat Loss (W)	Usage (kWh)	Additional heat loss		Addition	Watts	kWh
Room			Air Changes per hour		#N/A	Floor	0.00	0.00			0.00%	#N/A	0.00		3 edges (long single)	Level					1
Level					0.33	Ext Wall	#N/A	0.00	Exposed location		0.00%	#N/A	0.00		3 edges (short single)	Please Select Floor	n/a	9.8	unheated	0.00%	0.00%	0.00%	2
		#N/A			0.00	Roof	#N/A	0.00	High ceiling		0.00%	#N/A	0.00		One edge	Ground floor	n/a		16	10.00%	20.00%	2.50%	3
		-2.40	Heat loss (W)		#N/A	Glazing	#N/A	0.00	Intermittent heating		0.00%	#N/A	0.00		Two adjacent	Mid-floor			18			5.00%	4
		#N/A	Estimated Energy usage (kWh)		0.00	Int./Party Wall	#N/A	0.00				Total Room Heat Loss (W)	#N/A		Two opposite	Single storey			21			7.50%	5
Degree Days		2425										Total Room Energy Usage (kWh)	0			Upper floor			22			10.00%	6
																0					7
Room Dimensions																		8
Length (m)		Width (m)		Height (m)			0.00											9
Length (m)		Width (m)		Height (m)			0.00											10
Length (m)		Width (m)		Height (m)			0.00
Awkward Room Dimensions
Length (m)		Width (m)		Height (m)			0.00	Pitched
Length (m)		Width (m)		Height (m)			0.00	Single Pitch
Length (m)		Height (m)		Depth (m)			0.00	Dormer 1
Length (m)		Height (m)		Depth (m)			0.00	Dormer 2
Length (m)		Height (m)		Depth (m)			0.00	Dormer 3
Floor								Temp Difference	Heat Loss (W)	Usage (kWh)	#N/A
Length (m)		Width (m)			0.00		0.00	0.00	0.00	0.00	n/a
Length (m)		Width (m)			0.00		0.00	0.00	0.00	0.00	Exposed floor (external)
Length (m)		Width (m)			0.00		0.00	0.00	0.00	0.00
External Wall
Length (m)		Height (m)			0.00
Length (m)		Height (m)			0.00
Length (m)		Height (m)			0.00
			Total		0.00		0.00	#N/A	#N/A	0.00
Ceiling (Flat)
Length (m)		Width (m)			0.00
Length (m)		Width (m)			0.00
Length (m)		Width (m)			0.00						Select Temp/Type of Space Above
			Total		0.00		0.00	0.00	0.00	0.00	Select...
Ceiling (Awkward)
Length (m)	0.00	Pitch (m)	0.00		0.00	Pitched
Length (m)	0.00	Pitch (m)	0.00		0.00	Single Pitch
			Total		0.00		0.00	#N/A	#N/A	0.00
Windows
Width (m)		Height (m)			0.00		0.00	#N/A	#N/A	0.00
Width (m)		Height (m)			0.00		0.00	#N/A	#N/A	0.00
Width (m)		Height (m)			0.00		0.00	#N/A	#N/A	0.00
Width (m)		Height (m)			0.00		0.00	#N/A	#N/A	0.00
Width (m)		Height (m)			0.00		0.00	#N/A	#N/A	0.00
Width (m)		Height (m)			0.00		0.00	#N/A	#N/A	0.00
Width (m)		Height (m)			0.00		0.00	#N/A	#N/A	0.00
Roof Glazing															Options for upper floor or single storey	Options for Ground or Mid Floor	Drop-Down List	U-Value Selector	Temp Diff Selector
Width (m)		Height (m)			0.00		0.00	#N/A	#N/A	0.00
Width (m)		Height (m)			0.00		0.00	#N/A	#N/A	0.00
Width (m)		Height (m)			0.00		0.00	#N/A	#N/A	0.00
Width (m)		Height (m)			0.00		0.00	#N/A	#N/A	0.00
External Doors																	Select...
Width (m)		Height (m)			0.00		0.00	#N/A	#N/A	0.00					Outside	Unheated	Outside	0	0
Width (m)		Height (m)			0.00		0.00	#N/A	#N/A	0.00					Unheated	16	Unheated	'Design Details'!C$69
Width (m)		Height (m)			0.00		0.00	#N/A	#N/A	0.00						18	0	'Design Details'!C$79
Width (m)		Height (m)			0.00		0.00	#N/A	#N/A	0.00						21	0
Internal Walls																22	0
Length (m)		Height (m)			0.00		0.00	0	0.00
Length (m)		Height (m)			0.00		0.00	0	0.00
Length (m)		Height (m)			0.00		0.00	0	0.00
Length (m)		Height (m)			0.00		0.00	0	0.00
Party Wall
Length (m)		Height (m)			0.00		0.00	#N/A	#N/A	0.00

## 9
Room Information			Ventilation Heat Loss			Fabric	Heat Loss (W)	Usage (kWh)	Additional heat loss		Addition	Watts	kWh
Room			Air Changes per hour		#N/A	Floor	0.00	0.00			0.00%	#N/A	0.00		3 edges (long single)	Level					1
Level					0.33	Ext Wall	#N/A	0.00	Exposed location		0.00%	#N/A	0.00		3 edges (short single)	Please Select Floor	n/a	9.8	unheated	0.00%	0.00%	0.00%	2
		#N/A			0.00	Roof	#N/A	0.00	High ceiling		0.00%	#N/A	0.00		One edge	Ground floor	n/a		16	10.00%	20.00%	2.50%	3
		-2.40	Heat loss (W)		#N/A	Glazing	#N/A	0.00	Intermittent heating		0.00%	#N/A	0.00		Two adjacent	Mid-floor			18			5.00%	4
		#N/A	Estimated Energy usage (kWh)		0.00	Int./Party Wall	#N/A	0.00				Total Room Heat Loss (W)	#N/A		Two opposite	Single storey			21			7.50%	5
Degree Days		2425										Total Room Energy Usage (kWh)	0			Upper floor			22			10.00%	6
																0					7
Room Dimensions																		8
Length (m)		Width (m)		Height (m)			0.00											9
Length (m)		Width (m)		Height (m)			0.00											10
Length (m)		Width (m)		Height (m)			0.00
Awkward Room Dimensions
Length (m)		Width (m)		Height (m)			0.00	Pitched
Length (m)		Width (m)		Height (m)			0.00	Single Pitch
Length (m)		Height (m)		Depth (m)			0.00	Dormer 1
Length (m)		Height (m)		Depth (m)			0.00	Dormer 2
Length (m)		Height (m)		Depth (m)			0.00	Dormer 3
Floor								Temp Difference	Heat Loss (W)	Usage (kWh)	#N/A
Length (m)		Width (m)			0.00		0.00	0.00	0.00	0.00	n/a
Length (m)		Width (m)			0.00		0.00	0.00	0.00	0.00	Exposed floor (external)
Length (m)		Width (m)			0.00		0.00	0.00	0.00	0.00
External Wall
Length (m)		Height (m)			0.00
Length (m)		Height (m)			0.00
Length (m)		Height (m)			0.00
			Total		0.00		0.00	#N/A	#N/A	0.00
Ceiling (Flat)
Length (m)		Width (m)			0.00
Length (m)		Width (m)			0.00
Length (m)		Width (m)			0.00						Select Temp/Type of Space Above
			Total		0.00		0.00	0.00	0.00	0.00	Select...
Ceiling (Awkward)
Length (m)	0.00	Pitch (m)	0.00		0.00	Pitched
Length (m)	0.00	Pitch (m)	0.00		0.00	Single Pitch
			Total		0.00		0.00	#N/A	#N/A	0.00
Windows
Width (m)		Height (m)			0.00		0.00	#N/A	#N/A	0.00
Width (m)		Height (m)			0.00		0.00	#N/A	#N/A	0.00
Width (m)		Height (m)			0.00		0.00	#N/A	#N/A	0.00
Width (m)		Height (m)			0.00		0.00	#N/A	#N/A	0.00
Width (m)		Height (m)			0.00		0.00	#N/A	#N/A	0.00
Width (m)		Height (m)			0.00		0.00	#N/A	#N/A	0.00
Width (m)		Height (m)			0.00		0.00	#N/A	#N/A	0.00
Roof Glazing															Options for upper floor or single storey	Options for Ground or Mid Floor	Drop-Down List	U-Value Selector	Temp Diff Selector
Width (m)		Height (m)			0.00		0.00	#N/A	#N/A	0.00
Width (m)		Height (m)			0.00		0.00	#N/A	#N/A	0.00
Width (m)		Height (m)			0.00		0.00	#N/A	#N/A	0.00
Width (m)		Height (m)			0.00		0.00	#N/A	#N/A	0.00
External Doors																	Select...
Width (m)		Height (m)			0.00		0.00	#N/A	#N/A	0.00					Outside	Unheated	Outside	0	0
Width (m)		Height (m)			0.00		0.00	#N/A	#N/A	0.00					Unheated	16	Unheated	'Design Details'!C$69
Width (m)		Height (m)			0.00		0.00	#N/A	#N/A	0.00						18	0	'Design Details'!C$79
Width (m)		Height (m)			0.00		0.00	#N/A	#N/A	0.00						21	0
Internal Walls																22	0
Length (m)		Height (m)			0.00		0.00	0	0.00
Length (m)		Height (m)			0.00		0.00	0	0.00
Length (m)		Height (m)			0.00		0.00	0	0.00
Length (m)		Height (m)			0.00		0.00	0	0.00
Party Wall
Length (m)		Height (m)			0.00		0.00	#N/A	#N/A	0.00

## 10
Room Information			Ventilation Heat Loss			Fabric	Heat Loss (W)	Usage (kWh)	Additional heat loss		Addition	Watts	kWh
Room			Air Changes per hour		#N/A	Floor	0.00	0.00			0.00%	#N/A	0.00		3 edges (long single)	Level					1
Level					0.33	Ext Wall	#N/A	0.00	Exposed location		0.00%	#N/A	0.00		3 edges (short single)	Please Select Floor	n/a	9.8	unheated	0.00%	0.00%	0.00%	2
		#N/A			0.00	Roof	#N/A	0.00	High ceiling		0.00%	#N/A	0.00		One edge	Ground floor	n/a		16	10.00%	20.00%	2.50%	3
		-2.40	Heat loss (W)		#N/A	Glazing	#N/A	0.00	Intermittent heating		0.00%	#N/A	0.00		Two adjacent	Mid-floor			18			5.00%	4
		#N/A	Estimated Energy usage (kWh)		0.00	Int./Party Wall	#N/A	0.00				Total Room Heat Loss (W)	#N/A		Two opposite	Single storey			21			7.50%	5
Degree Days		2425										Total Room Energy Usage (kWh)	0			Upper floor			22			10.00%	6
																0					7
Room Dimensions																		8
Length (m)		Width (m)		Height (m)			0.00											9
Length (m)		Width (m)		Height (m)			0.00											10
Length (m)		Width (m)		Height (m)			0.00
Awkward Room Dimensions
Length (m)		Width (m)		Height (m)			0.00	Pitched
Length (m)		Width (m)		Height (m)			0.00	Single Pitch
Length (m)		Height (m)		Depth (m)			0.00	Dormer 1
Length (m)		Height (m)		Depth (m)			0.00	Dormer 2
Length (m)		Height (m)		Depth (m)			0.00	Dormer 3
Floor								Temp Difference	Heat Loss (W)	Usage (kWh)	#N/A
Length (m)		Width (m)			0.00		0.00	0.00	0.00	0.00	n/a
Length (m)		Width (m)			0.00		0.00	0.00	0.00	0.00	Exposed floor (external)
Length (m)		Width (m)			0.00		0.00	0.00	0.00	0.00
External Wall
Length (m)		Height (m)			0.00
Length (m)		Height (m)			0.00
Length (m)		Height (m)			0.00
			Total		0.00		0.00	#N/A	#N/A	0.00
Ceiling (Flat)
Length (m)		Width (m)			0.00
Length (m)		Width (m)			0.00
Length (m)		Width (m)			0.00						Select Temp/Type of Space Above
			Total		0.00		0.00	0.00	0.00	0.00	Select...
Ceiling (Awkward)
Length (m)	0.00	Pitch (m)	0.00		0.00	Pitched
Length (m)	0.00	Pitch (m)	0.00		0.00	Single Pitch
			Total		0.00		0.00	#N/A	#N/A	0.00
Windows
Width (m)		Height (m)			0.00		0.00	#N/A	#N/A	0.00
Width (m)		Height (m)			0.00		0.00	#N/A	#N/A	0.00
Width (m)		Height (m)			0.00		0.00	#N/A	#N/A	0.00
Width (m)		Height (m)			0.00		0.00	#N/A	#N/A	0.00
Width (m)		Height (m)			0.00		0.00	#N/A	#N/A	0.00
Width (m)		Height (m)			0.00		0.00	#N/A	#N/A	0.00
Width (m)		Height (m)			0.00		0.00	#N/A	#N/A	0.00
Roof Glazing															Options for upper floor or single storey	Options for Ground or Mid Floor	Drop-Down List	U-Value Selector	Temp Diff Selector
Width (m)		Height (m)			0.00		0.00	#N/A	#N/A	0.00
Width (m)		Height (m)			0.00		0.00	#N/A	#N/A	0.00
Width (m)		Height (m)			0.00		0.00	#N/A	#N/A	0.00
Width (m)		Height (m)			0.00		0.00	#N/A	#N/A	0.00
External Doors																	Select...
Width (m)		Height (m)			0.00		0.00	#N/A	#N/A	0.00					Outside	Unheated	Outside	0	0
Width (m)		Height (m)			0.00		0.00	#N/A	#N/A	0.00					Unheated	16	Unheated	'Design Details'!C$69
Width (m)		Height (m)			0.00		0.00	#N/A	#N/A	0.00						18	0	'Design Details'!C$79
Width (m)		Height (m)			0.00		0.00	#N/A	#N/A	0.00						21	0
Internal Walls																22	0
Length (m)		Height (m)			0.00		0.00	0	0.00
Length (m)		Height (m)			0.00		0.00	0	0.00
Length (m)		Height (m)			0.00		0.00	0	0.00
Length (m)		Height (m)			0.00		0.00	0	0.00
Party Wall
Length (m)		Height (m)			0.00		0.00	#N/A	#N/A	0.00

## 11
Room Information			Ventilation Heat Loss			Fabric	Heat Loss (W)	Usage (kWh)	Additional heat loss		Addition	Watts	kWh
Room			Air Changes per hour		#N/A	Floor	0.00	0.00			0.00%	#N/A	0.00		3 edges (long single)	Level					1
Level					0.33	Ext Wall	#N/A	0.00	Exposed location		0.00%	#N/A	0.00		3 edges (short single)	Please Select Floor	n/a	9.8	unheated	0.00%	0.00%	0.00%	2
		#N/A			0.00	Roof	#N/A	0.00	High ceiling		0.00%	#N/A	0.00		One edge	Ground floor	n/a		16	10.00%	20.00%	2.50%	3
		-2.40	Heat loss (W)		#N/A	Glazing	#N/A	0.00	Intermittent heating		0.00%	#N/A	0.00		Two adjacent	Mid-floor			18			5.00%	4
		#N/A	Estimated Energy usage (kWh)		0.00	Int./Party Wall	#N/A	0.00				Total Room Heat Loss (W)	#N/A		Two opposite	Single storey			21			7.50%	5
Degree Days		2425										Total Room Energy Usage (kWh)	0			Upper floor			22			10.00%	6
																0					7
Room Dimensions																		8
Length (m)		Width (m)		Height (m)			0.00											9
Length (m)		Width (m)		Height (m)			0.00											10
Length (m)		Width (m)		Height (m)			0.00
Awkward Room Dimensions
Length (m)		Width (m)		Height (m)			0.00	Pitched
Length (m)		Width (m)		Height (m)			0.00	Single Pitch
Length (m)		Height (m)		Depth (m)			0.00	Dormer 1
Length (m)		Height (m)		Depth (m)			0.00	Dormer 2
Length (m)		Height (m)		Depth (m)			0.00	Dormer 3
Floor								Temp Difference	Heat Loss (W)	Usage (kWh)	#N/A
Length (m)		Width (m)			0.00		0.00	0.00	0.00	0.00	n/a
Length (m)		Width (m)			0.00		0.00	0.00	0.00	0.00	Exposed floor (external)
Length (m)		Width (m)			0.00		0.00	0.00	0.00	0.00
External Wall
Length (m)		Height (m)			0.00
Length (m)		Height (m)			0.00
Length (m)		Height (m)			0.00
			Total		0.00		0.00	#N/A	#N/A	0.00
Ceiling (Flat)
Length (m)		Width (m)			0.00
Length (m)		Width (m)			0.00
Length (m)		Width (m)			0.00						Select Temp/Type of Space Above
			Total		0.00		0.00	0.00	0.00	0.00	Select...
Ceiling (Awkward)
Length (m)	0.00	Pitch (m)	0.00		0.00	Pitched
Length (m)	0.00	Pitch (m)	0.00		0.00	Single Pitch
			Total		0.00		0.00	#N/A	#N/A	0.00
Windows
Width (m)		Height (m)			0.00		0.00	#N/A	#N/A	0.00
Width (m)		Height (m)			0.00		0.00	#N/A	#N/A	0.00
Width (m)		Height (m)			0.00		0.00	#N/A	#N/A	0.00
Width (m)		Height (m)			0.00		0.00	#N/A	#N/A	0.00
Width (m)		Height (m)			0.00		0.00	#N/A	#N/A	0.00
Width (m)		Height (m)			0.00		0.00	#N/A	#N/A	0.00
Width (m)		Height (m)			0.00		0.00	#N/A	#N/A	0.00
Roof Glazing															Options for upper floor or single storey	Options for Ground or Mid Floor	Drop-Down List	U-Value Selector	Temp Diff Selector
Width (m)		Height (m)			0.00		0.00	#N/A	#N/A	0.00
Width (m)		Height (m)			0.00		0.00	#N/A	#N/A	0.00
Width (m)		Height (m)			0.00		0.00	#N/A	#N/A	0.00
Width (m)		Height (m)			0.00		0.00	#N/A	#N/A	0.00
External Doors																	Select...
Width (m)		Height (m)			0.00		0.00	#N/A	#N/A	0.00					Outside	Unheated	Outside	0	0
Width (m)		Height (m)			0.00		0.00	#N/A	#N/A	0.00					Unheated	16	Unheated	'Design Details'!C$69
Width (m)		Height (m)			0.00		0.00	#N/A	#N/A	0.00						18	0	'Design Details'!C$79
Width (m)		Height (m)			0.00		0.00	#N/A	#N/A	0.00						21	0
Internal Walls																22	0
Length (m)		Height (m)			0.00		0.00	0	0.00
Length (m)		Height (m)			0.00		0.00	0	0.00
Length (m)		Height (m)			0.00		0.00	0	0.00
Length (m)		Height (m)			0.00		0.00	0	0.00
Party Wall
Length (m)		Height (m)			0.00		0.00	#N/A	#N/A	0.00

## 12
Room Information			Ventilation Heat Loss			Fabric	Heat Loss (W)	Usage (kWh)	Additional heat loss		Addition	Watts	kWh
Room			Air Changes per hour		#N/A	Floor	0.00	0.00			0.00%	#N/A	0.00		3 edges (long single)	Level					1
Level					0.33	Ext Wall	#N/A	0.00	Exposed location		0.00%	#N/A	0.00		3 edges (short single)	Please Select Floor	n/a	9.8	unheated	0.00%	0.00%	0.00%	2
		#N/A			0.00	Roof	#N/A	0.00	High ceiling		0.00%	#N/A	0.00		One edge	Ground floor	n/a		16	10.00%	20.00%	2.50%	3
		-2.40	Heat loss (W)		#N/A	Glazing	#N/A	0.00	Intermittent heating		0.00%	#N/A	0.00		Two adjacent	Mid-floor			18			5.00%	4
		#N/A	Estimated Energy usage (kWh)		0.00	Int./Party Wall	#N/A	0.00				Total Room Heat Loss (W)	#N/A		Two opposite	Single storey			21			7.50%	5
Degree Days		2425										Total Room Energy Usage (kWh)	0			Upper floor			22			10.00%	6
																0					7
Room Dimensions																		8
Length (m)		Width (m)		Height (m)			0.00											9
Length (m)		Width (m)		Height (m)			0.00											10
Length (m)		Width (m)		Height (m)			0.00
Awkward Room Dimensions
Length (m)		Width (m)		Height (m)			0.00	Pitched
Length (m)		Width (m)		Height (m)			0.00	Single Pitch
Length (m)		Height (m)		Depth (m)			0.00	Dormer 1
Length (m)		Height (m)		Depth (m)			0.00	Dormer 2
Length (m)		Height (m)		Depth (m)			0.00	Dormer 3
Floor								Temp Difference	Heat Loss (W)	Usage (kWh)	#N/A
Length (m)		Width (m)			0.00		0.00	0.00	0.00	0.00	n/a
Length (m)		Width (m)			0.00		0.00	0.00	0.00	0.00	Exposed floor (external)
Length (m)		Width (m)			0.00		0.00	0.00	0.00	0.00
External Wall
Length (m)		Height (m)			0.00
Length (m)		Height (m)			0.00
Length (m)		Height (m)			0.00
			Total		0.00		0.00	#N/A	#N/A	0.00
Ceiling (Flat)
Length (m)		Width (m)			0.00
Length (m)		Width (m)			0.00
Length (m)		Width (m)			0.00						Select Temp/Type of Space Above
			Total		0.00		0.00	0.00	0.00	0.00	Select...
Ceiling (Awkward)
Length (m)	0.00	Pitch (m)	0.00		0.00	Pitched
Length (m)	0.00	Pitch (m)	0.00		0.00	Single Pitch
			Total		0.00		0.00	#N/A	#N/A	0.00
Windows
Width (m)		Height (m)			0.00		0.00	#N/A	#N/A	0.00
Width (m)		Height (m)			0.00		0.00	#N/A	#N/A	0.00
Width (m)		Height (m)			0.00		0.00	#N/A	#N/A	0.00
Width (m)		Height (m)			0.00		0.00	#N/A	#N/A	0.00
Width (m)		Height (m)			0.00		0.00	#N/A	#N/A	0.00
Width (m)		Height (m)			0.00		0.00	#N/A	#N/A	0.00
Width (m)		Height (m)			0.00		0.00	#N/A	#N/A	0.00
Roof Glazing															Options for upper floor or single storey	Options for Ground or Mid Floor	Drop-Down List	U-Value Selector	Temp Diff Selector
Width (m)		Height (m)			0.00		0.00	#N/A	#N/A	0.00
Width (m)		Height (m)			0.00		0.00	#N/A	#N/A	0.00
Width (m)		Height (m)			0.00		0.00	#N/A	#N/A	0.00
Width (m)		Height (m)			0.00		0.00	#N/A	#N/A	0.00
External Doors																	Select...
Width (m)		Height (m)			0.00		0.00	#N/A	#N/A	0.00					Outside	Unheated	Outside	0	0
Width (m)		Height (m)			0.00		0.00	#N/A	#N/A	0.00					Unheated	16	Unheated	'Design Details'!C$69
Width (m)		Height (m)			0.00		0.00	#N/A	#N/A	0.00						18	0	'Design Details'!C$79
Width (m)		Height (m)			0.00		0.00	#N/A	#N/A	0.00						21	0
Internal Walls																22	0
Length (m)		Height (m)			0.00		0.00	0	0.00
Length (m)		Height (m)			0.00		0.00	0	0.00
Length (m)		Height (m)			0.00		0.00	0	0.00
Length (m)		Height (m)			0.00		0.00	0	0.00
Party Wall
Length (m)		Height (m)			0.00		0.00	#N/A	#N/A	0.00

## 13
Room Information			Ventilation Heat Loss			Fabric	Heat Loss (W)	Usage (kWh)	Additional heat loss		Addition	Watts	kWh
Room			Air Changes per hour		#N/A	Floor	0.00	0.00			0.00%	#N/A	0.00		3 edges (long single)	Level					1
Level					0.33	Ext Wall	#N/A	0.00	Exposed location		0.00%	#N/A	0.00		3 edges (short single)	Please Select Floor	n/a	9.8	unheated	0.00%	0.00%	0.00%	2
		#N/A			0.00	Roof	#N/A	0.00	High ceiling		0.00%	#N/A	0.00		One edge	Ground floor	n/a		16	10.00%	20.00%	2.50%	3
		-2.40	Heat loss (W)		#N/A	Glazing	#N/A	0.00	Intermittent heating		0.00%	#N/A	0.00		Two adjacent	Mid-floor			18			5.00%	4
		#N/A	Estimated Energy usage (kWh)		0.00	Int./Party Wall	#N/A	0.00				Total Room Heat Loss (W)	#N/A		Two opposite	Single storey			21			7.50%	5
Degree Days		2425										Total Room Energy Usage (kWh)	0			Upper floor			22			10.00%	6
																0					7
Room Dimensions																		8
Length (m)		Width (m)		Height (m)			0.00											9
Length (m)		Width (m)		Height (m)			0.00											10
Length (m)		Width (m)		Height (m)			0.00
Awkward Room Dimensions
Length (m)		Width (m)		Height (m)			0.00	Pitched
Length (m)		Width (m)		Height (m)			0.00	Single Pitch
Length (m)		Height (m)		Depth (m)			0.00	Dormer 1
Length (m)		Height (m)		Depth (m)			0.00	Dormer 2
Length (m)		Height (m)		Depth (m)			0.00	Dormer 3
Floor								Temp Difference	Heat Loss (W)	Usage (kWh)	#N/A
Length (m)		Width (m)			0.00		0.00	0.00	0.00	0.00	n/a
Length (m)		Width (m)			0.00		0.00	0.00	0.00	0.00	Exposed floor (external)
Length (m)		Width (m)			0.00		0.00	0.00	0.00	0.00
External Wall
Length (m)		Height (m)			0.00
Length (m)		Height (m)			0.00
Length (m)		Height (m)			0.00
			Total		0.00		0.00	#N/A	#N/A	0.00
Ceiling (Flat)
Length (m)		Width (m)			0.00
Length (m)		Width (m)			0.00
Length (m)		Width (m)			0.00						Select Temp/Type of Space Above
			Total		0.00		0.00	0.00	0.00	0.00	Select...
Ceiling (Awkward)
Length (m)	0.00	Pitch (m)	0.00		0.00	Pitched
Length (m)	0.00	Pitch (m)	0.00		0.00	Single Pitch
			Total		0.00		0.00	#N/A	#N/A	0.00
Windows
Width (m)		Height (m)			0.00		0.00	#N/A	#N/A	0.00
Width (m)		Height (m)			0.00		0.00	#N/A	#N/A	0.00
Width (m)		Height (m)			0.00		0.00	#N/A	#N/A	0.00
Width (m)		Height (m)			0.00		0.00	#N/A	#N/A	0.00
Width (m)		Height (m)			0.00		0.00	#N/A	#N/A	0.00
Width (m)		Height (m)			0.00		0.00	#N/A	#N/A	0.00
Width (m)		Height (m)			0.00		0.00	#N/A	#N/A	0.00
Roof Glazing															Options for upper floor or single storey	Options for Ground or Mid Floor	Drop-Down List	U-Value Selector	Temp Diff Selector
Width (m)		Height (m)			0.00		0.00	#N/A	#N/A	0.00
Width (m)		Height (m)			0.00		0.00	#N/A	#N/A	0.00
Width (m)		Height (m)			0.00		0.00	#N/A	#N/A	0.00
Width (m)		Height (m)			0.00		0.00	#N/A	#N/A	0.00
External Doors																	Select...
Width (m)		Height (m)			0.00		0.00	#N/A	#N/A	0.00					Outside	Unheated	Outside	0	0
Width (m)		Height (m)			0.00		0.00	#N/A	#N/A	0.00					Unheated	16	Unheated	'Design Details'!C$69
Width (m)		Height (m)			0.00		0.00	#N/A	#N/A	0.00						18	0	'Design Details'!C$79
Width (m)		Height (m)			0.00		0.00	#N/A	#N/A	0.00						21	0
Internal Walls																22	0
Length (m)		Height (m)			0.00		0.00	0	0.00
Length (m)		Height (m)			0.00		0.00	0	0.00
Length (m)		Height (m)			0.00		0.00	0	0.00
Length (m)		Height (m)			0.00		0.00	0	0.00
Party Wall
Length (m)		Height (m)			0.00		0.00	#N/A	#N/A	0.00

## 14
Room Information			Ventilation Heat Loss			Fabric	Heat Loss (W)	Usage (kWh)	Additional heat loss		Addition	Watts	kWh
Room			Air Changes per hour		#N/A	Floor	0.00	0.00			0.00%	#N/A	0.00		3 edges (long single)	Level					1
Level					0.33	Ext Wall	#N/A	0.00	Exposed location		0.00%	#N/A	0.00		3 edges (short single)	Please Select Floor	n/a	9.8	unheated	0.00%	0.00%	0.00%	2
		#N/A			0.00	Roof	#N/A	0.00	High ceiling		0.00%	#N/A	0.00		One edge	Ground floor	n/a		16	10.00%	20.00%	2.50%	3
		-2.40	Heat loss (W)		#N/A	Glazing	#N/A	0.00	Intermittent heating		0.00%	#N/A	0.00		Two adjacent	Mid-floor			18			5.00%	4
		#N/A	Estimated Energy usage (kWh)		0.00	Int./Party Wall	#N/A	0.00				Total Room Heat Loss (W)	#N/A		Two opposite	Single storey			21			7.50%	5
Degree Days		2425										Total Room Energy Usage (kWh)	0			Upper floor			22			10.00%	6
																0					7
Room Dimensions																		8
Length (m)		Width (m)		Height (m)			0.00											9
Length (m)		Width (m)		Height (m)			0.00											10
Length (m)		Width (m)		Height (m)			0.00
Awkward Room Dimensions
Length (m)		Width (m)		Height (m)			0.00	Pitched
Length (m)		Width (m)		Height (m)			0.00	Single Pitch
Length (m)		Height (m)		Depth (m)			0.00	Dormer 1
Length (m)		Height (m)		Depth (m)			0.00	Dormer 2
Length (m)		Height (m)		Depth (m)			0.00	Dormer 3
Floor								Temp Difference	Heat Loss (W)	Usage (kWh)	#N/A
Length (m)		Width (m)			0.00		0.00	0.00	0.00	0.00	n/a
Length (m)		Width (m)			0.00		0.00	0.00	0.00	0.00	Exposed floor (external)
Length (m)		Width (m)			0.00		0.00	0.00	0.00	0.00
External Wall
Length (m)		Height (m)			0.00
Length (m)		Height (m)			0.00
Length (m)		Height (m)			0.00
			Total		0.00		0.00	#N/A	#N/A	0.00
Ceiling (Flat)
Length (m)		Width (m)			0.00
Length (m)		Width (m)			0.00
Length (m)		Width (m)			0.00						Select Temp/Type of Space Above
			Total		0.00		0.00	0.00	0.00	0.00	Select...
Ceiling (Awkward)
Length (m)	0.00	Pitch (m)	0.00		0.00	Pitched
Length (m)	0.00	Pitch (m)	0.00		0.00	Single Pitch
			Total		0.00		0.00	#N/A	#N/A	0.00
Windows
Width (m)		Height (m)			0.00		0.00	#N/A	#N/A	0.00
Width (m)		Height (m)			0.00		0.00	#N/A	#N/A	0.00
Width (m)		Height (m)			0.00		0.00	#N/A	#N/A	0.00
Width (m)		Height (m)			0.00		0.00	#N/A	#N/A	0.00
Width (m)		Height (m)			0.00		0.00	#N/A	#N/A	0.00
Width (m)		Height (m)			0.00		0.00	#N/A	#N/A	0.00
Width (m)		Height (m)			0.00		0.00	#N/A	#N/A	0.00
Roof Glazing															Options for upper floor or single storey	Options for Ground or Mid Floor	Drop-Down List	U-Value Selector	Temp Diff Selector
Width (m)		Height (m)			0.00		0.00	#N/A	#N/A	0.00
Width (m)		Height (m)			0.00		0.00	#N/A	#N/A	0.00
Width (m)		Height (m)			0.00		0.00	#N/A	#N/A	0.00
Width (m)		Height (m)			0.00		0.00	#N/A	#N/A	0.00
External Doors																	Select...
Width (m)		Height (m)			0.00		0.00	#N/A	#N/A	0.00					Outside	Unheated	Outside	0	0
Width (m)		Height (m)			0.00		0.00	#N/A	#N/A	0.00					Unheated	16	Unheated	'Design Details'!C$69
Width (m)		Height (m)			0.00		0.00	#N/A	#N/A	0.00						18	0	'Design Details'!C$79
Width (m)		Height (m)			0.00		0.00	#N/A	#N/A	0.00						21	0
Internal Walls																22	0
Length (m)		Height (m)			0.00		0.00	0	0.00
Length (m)		Height (m)			0.00		0.00	0	0.00
Length (m)		Height (m)			0.00		0.00	0	0.00
Length (m)		Height (m)			0.00		0.00	0	0.00
Party Wall
Length (m)		Height (m)			0.00		0.00	#N/A	#N/A	0.00

## 15
Room Information			Ventilation Heat Loss			Fabric	Heat Loss (W)	Usage (kWh)	Additional heat loss		Addition	Watts	kWh
Room			Air Changes per hour		#N/A	Floor	0.00	0.00			0.00%	#N/A	0.00		3 edges (long single)	Level					1
Level					0.33	Ext Wall	#N/A	0.00	Exposed location		0.00%	#N/A	0.00		3 edges (short single)	Please Select Floor	n/a	9.8	unheated	0.00%	0.00%	0.00%	2
		#N/A			0.00	Roof	#N/A	0.00	High ceiling		0.00%	#N/A	0.00		One edge	Ground floor	n/a		16	10.00%	20.00%	2.50%	3
		-2.40	Heat loss (W)		#N/A	Glazing	#N/A	0.00	Intermittent heating		0.00%	#N/A	0.00		Two adjacent	Mid-floor			18			5.00%	4
		#N/A	Estimated Energy usage (kWh)		0.00	Int./Party Wall	#N/A	0.00				Total Room Heat Loss (W)	#N/A		Two opposite	Single storey			21			7.50%	5
Degree Days		2425										Total Room Energy Usage (kWh)	0			Upper floor			22			10.00%	6
																0					7
Room Dimensions																		8
Length (m)		Width (m)		Height (m)			0.00											9
Length (m)		Width (m)		Height (m)			0.00											10
Length (m)		Width (m)		Height (m)			0.00
Awkward Room Dimensions
Length (m)		Width (m)		Height (m)			0.00	Pitched
Length (m)		Width (m)		Height (m)			0.00	Single Pitch
Length (m)		Height (m)		Depth (m)			0.00	Dormer 1
Length (m)		Height (m)		Depth (m)			0.00	Dormer 2
Length (m)		Height (m)		Depth (m)			0.00	Dormer 3
Floor								Temp Difference	Heat Loss (W)	Usage (kWh)	#N/A
Length (m)		Width (m)			0.00		0.00	0.00	0.00	0.00	n/a
Length (m)		Width (m)			0.00		0.00	0.00	0.00	0.00	Exposed floor (external)
Length (m)		Width (m)			0.00		0.00	0.00	0.00	0.00
External Wall
Length (m)		Height (m)			0.00
Length (m)		Height (m)			0.00
Length (m)		Height (m)			0.00
			Total		0.00		0.00	#N/A	#N/A	0.00
Ceiling (Flat)
Length (m)		Width (m)			0.00
Length (m)		Width (m)			0.00
Length (m)		Width (m)			0.00						Select Temp/Type of Space Above
			Total		0.00		0.00	0.00	0.00	0.00	Select...
Ceiling (Awkward)
Length (m)	0.00	Pitch (m)	0.00		0.00	Pitched
Length (m)	0.00	Pitch (m)	0.00		0.00	Single Pitch
			Total		0.00		0.00	#N/A	#N/A	0.00
Windows
Width (m)		Height (m)			0.00		0.00	#N/A	#N/A	0.00
Width (m)		Height (m)			0.00		0.00	#N/A	#N/A	0.00
Width (m)		Height (m)			0.00		0.00	#N/A	#N/A	0.00
Width (m)		Height (m)			0.00		0.00	#N/A	#N/A	0.00
Width (m)		Height (m)			0.00		0.00	#N/A	#N/A	0.00
Width (m)		Height (m)			0.00		0.00	#N/A	#N/A	0.00
Width (m)		Height (m)			0.00		0.00	#N/A	#N/A	0.00
Roof Glazing															Options for upper floor or single storey	Options for Ground or Mid Floor	Drop-Down List	U-Value Selector	Temp Diff Selector
Width (m)		Height (m)			0.00		0.00	#N/A	#N/A	0.00
Width (m)		Height (m)			0.00		0.00	#N/A	#N/A	0.00
Width (m)		Height (m)			0.00		0.00	#N/A	#N/A	0.00
Width (m)		Height (m)			0.00		0.00	#N/A	#N/A	0.00
External Doors																	Select...
Width (m)		Height (m)			0.00		0.00	#N/A	#N/A	0.00					Outside	Unheated	Outside	0	0
Width (m)		Height (m)			0.00		0.00	#N/A	#N/A	0.00					Unheated	16	Unheated	'Design Details'!C$69
Width (m)		Height (m)			0.00		0.00	#N/A	#N/A	0.00						18	0	'Design Details'!C$79
Width (m)		Height (m)			0.00		0.00	#N/A	#N/A	0.00						21	0
Internal Walls																22	0
Length (m)		Height (m)			0.00		0.00	0	0.00
Length (m)		Height (m)			0.00		0.00	0	0.00
Length (m)		Height (m)			0.00		0.00	0	0.00
Length (m)		Height (m)			0.00		0.00	0	0.00
Party Wall
Length (m)		Height (m)			0.00		0.00	#N/A	#N/A	0.00

## MCS022 data
	Type of ground loop		Borehole			1200B	1800B	2400B	3000B	3600B	1200H	1800H	2400H	3000H	3600H
	FLEQ run hours		#N/A			#NAME?	#NAME?	#NAME?	#NAME?	#NAME?	#NAME?	#NAME?	#NAME?	#NAME?	#NAME?
	Ground Temp		9.80	6
	Thermal Conductivity		#NAME?
	Power extracted		#N/A	borehole
	Power extracted		#N/A	Horizontal

	Type of heat exchanger:		Borehole			FLEQ run hours:		1200						Type of heat exchanger:		horizontal ground			FLEQ run hours:		1200				Type of heat exchanger:		slinky ground			FLEQ run hours:		1200
		Mean Ground Temp													Mean Ground Temp					Mean Ground Temp
		6	7	8	9	10	11	12	13	14	15		Ground Thermal Conductivity		6	7	8	9	10	11	12			Ground Thermal Conductivity		6	7	8	9	10	11	12
Average Thermal Conductivity	4.5	37.00	41.00	47.00	52.00	57.00	62.00	67.00	72.00	77.00	83.00			2.4	12.00	17.00	20.00	24.00	28.00	31.00	34.00				2.4	49	62	74	86	97	107	118
	4.4	36.60	40.60	46.50	51.50	56.40	61.40	66.40	71.30	76.20	82.10			2.3	12.00	16.50	19.75	23.50	27.25	30.25	33.25				2.3
	4.3	36.20	40.20	46.00	51.00	55.80	60.80	65.80	70.60	75.40	81.20			2.2	12.00	16.00	19.50	23.00	26.50	29.50	32.50				2.2
	4.2	35.80	39.80	45.50	50.50	55.20	60.20	65.20	69.90	74.60	80.30			2.1	12.00	15.50	19.25	22.50	25.75	28.75	31.75				2.1
	4.1	35.40	39.40	45.00	50.00	54.60	59.60	64.60	69.20	73.80	79.40			2	12.00	15.00	19.00	22.00	25.00	28.00	31.00				2	45	57	67	78	87	96	106
	4	35.00	39.00	44.50	49.50	54.00	59.00	64.00	68.50	73.00	78.50			1.9	11.75	14.75	18.50	21.50	24.25	27.25	30.25				1.9
	3.9	34.60	38.60	44.00	49.00	53.40	58.40	63.40	67.80	72.20	77.60			1.8	11.50	14.50	18.00	21.00	23.50	26.50	29.50				1.8
	3.8	34.20	38.20	43.50	48.50	52.80	57.80	62.80	67.10	71.40	76.70			1.7	11.25	14.25	17.50	20.50	22.75	25.75	28.75				1.7
	3.7	33.80	37.80	43.00	48.00	52.20	57.20	62.20	66.40	70.60	75.80			1.6	11.00	14.00	17.00	20.00	22.00	25.00	28.00				1.6	40	50	59	68	77	85	93
	3.6	33.40	37.40	42.50	47.50	51.60	56.60	61.60	65.70	69.80	74.90			1.5	10.43	13.25	16.25	19.00	21.25	24.00	26.75				1.5
	3.5	33.00	37.00	42.00	47.00	51.00	56.00	61.00	65.00	69.00	74.00			1.4	9.85	12.50	15.50	18.00	20.50	23.00	25.50				1.4
	3.4	32.50	36.50	41.40	46.30	50.20	55.10	60.00	64.00	68.00	72.90			1.3	9.28	11.75	14.75	17.00	19.75	22.00	24.25				1.3
	3.3	32.00	36.00	40.80	45.60	49.40	54.20	59.00	63.00	67.00	71.80			1.2	8.70	11.00	14.00	16.00	19.00	21.00	23.00				1.2	32	40	48	55	63	70	77
	3.2	31.50	35.50	40.20	44.90	48.60	53.30	58.00	62.00	66.00	70.70			1.1	8.15	10.25	13.00	15.00	17.75	19.75	21.50				1.1
	3.1	31.00	35.00	39.60	44.20	47.80	52.40	57.00	61.00	65.00	69.60			1	7.60	9.50	12.00	14.00	16.50	18.50	20.00				1
	3	30.50	34.50	39.00	43.50	47.00	51.50	56.00	60.00	64.00	68.50			0.9	7.05	8.75	11.00	13.00	15.25	17.25	18.50				0.9
	2.9	30.00	34.00	38.40	42.80	46.20	50.60	55.00	59.00	63.00	67.40			0.8	6.50	8.00	10.00	12.00	14.00	16.00	17.00				0.8	24	29	35	40	46	52	56
	2.8	29.50	33.50	37.80	42.10	45.40	49.70	54.00	58.00	62.00	66.30			0.7	5.95	7.33	9.13	10.88	12.65	14.43	15.25				0.7
	2.7	29.00	33.00	37.20	41.40	44.60	48.80	53.00	57.00	61.00	65.20			0.6	5.40	6.65	8.25	9.75	11.30	12.85	13.50				0.6
	2.6	28.50	32.50	36.60	40.70	43.80	47.90	52.00	56.00	60.00	64.10			0.5	4.85	5.98	7.38	8.63	9.95	11.28	11.75				0.5
	2.5	28.00	32.00	36.00	40.00	43.00	47.00	51.00	55.00	59.00	63.00			0.4	4.30	5.30	6.50	7.50	8.60	9.70	10.00				0.4	15	18	22	25	28	32	34
	2.4	27.30	31.20	35.10	39.00	42.00	45.90	49.80	53.70	57.60	61.50			0.3						0.3
	2.3	26.60	30.40	34.20	38.00	41.00	44.80	48.60	52.40	56.20	60.00			0.2						0.2
	2.2	25.90	29.60	33.30	37.00	40.00	43.70	47.40	51.10	54.80	58.50			0.1						0.1
	2.1	25.20	28.80	32.40	36.00	39.00	42.60	46.20	49.80	53.40	57.00			0						0
	2	24.50	28.00	31.50	35.00	38.00	41.50	45.00	48.50	52.00	55.50
	1.9	23.80	27.20	30.60	34.00	37.00	40.40	43.80	47.20	50.60	54.00			Type of heat exchanger:		horizontal ground			FLEQ run hours:		1800				Type of heat exchanger:		slinky ground			FLEQ run hours:		1800
	1.8	23.10	26.40	29.70	33.00	36.00	39.30	42.60	45.90	49.20	52.50				Mean Ground Temp					Mean Ground Temp
	1.7	22.40	25.60	28.80	32.00	35.00	38.20	41.40	44.60	47.80	51.00		Ground Thermal Conductivity		6	7	8	9	10	11	12			Ground Thermal Conductivity		6	7	8	9	10	11	12
	1.6	21.70	24.80	27.90	31.00	34.00	37.10	40.20	43.30	46.40	49.50			2.4	9.50	13.00	15.00	18.00	21.00	23.00	26.00				2.4	35	45	53	61	69	76	84
	1.5	21.00	24.00	27.00	30.00	33.00	36.00	39.00	42.00	45.00	48.00			2.3	9.30	12.50	14.75	17.50	20.50	22.25	25.25				2.3
	1.4													2.2	9.10	12.00	14.50	17.00	20.00	21.50	24.50				2.2
	1.3													2.1	8.90	11.50	14.25	16.50	19.50	20.75	23.75				2.1
	1.2													2	8.70	11.00	14.00	16.00	19.00	20.00	23.00				2	32	40	47	54	61	67	73
	1.1													1.9	8.58	10.88	13.75	15.75	18.63	19.75	22.63				1.9
	1													1.8	8.45	10.75	13.50	15.50	18.25	19.50	22.25				1.8
														1.7	8.33	10.63	13.25	15.25	17.88	19.25	21.88				1.7
	Type of heat exchanger:		Borehole			FLEQ run hours:		1800						1.6	7.70	10.00	12.00	14.00	16.00	18.00	20.00				1.6	28	34	41	47	52	58	63
		Mean Ground Temp												1.5	7.33	9.48	11.43	13.25	15.25	17.25	19.00				1.5
		6	7	8	9	10	11	12	13	14	15			1.4	6.95	8.95	10.85	12.50	14.50	16.50	18.00				1.4
Average Thermal Conductivity	4.5	34.00	38.00	43.00	48.00	52.00	57.00	62.00	67.00	72.00	77.00			1.3	6.58	8.43	10.28	11.75	13.75	15.75	17.00				1.3
	4.4	33.60	37.60	42.50	47.40	51.50	56.40	61.30	66.20	71.10	76.10			1.2	6.20	7.90	9.70	11.00	13.00	15.00	16.00				1.2	22	27	32	37	42	47	51
	4.3	33.20	37.20	42.00	46.80	51.00	55.80	60.60	65.40	70.20	75.20			1.1	5.78	7.30	9.00	10.28	12.10	14.00	15.00				1.1
	4.2	32.80	36.80	41.50	46.20	50.50	55.20	59.90	64.60	69.30	74.30			1	5.35	6.70	8.30	9.55	11.20	13.00	14.00				1
	4.1	32.40	36.40	41.00	45.60	50.00	54.60	59.20	63.80	68.40	73.40			0.9	4.93	6.10	7.60	8.83	10.30	12.00	13.00				0.9
	4	32.00	36.00	40.50	45.00	49.50	54.00	58.50	63.00	67.50	72.50			0.8	4.50	5.50	6.90	8.10	9.40	11.00	12.00				0.8	16	19	23	26	30	34	36
	3.9	31.60	35.60	40.00	44.40	49.00	53.40	57.80	62.20	66.60	71.60			0.7	4.08	4.98	6.23	7.30	8.45	9.83	10.70				0.7
	3.8	31.20	35.20	39.50	43.80	48.50	52.80	57.10	61.40	65.70	70.70			0.6	3.65	4.45	5.55	6.50	7.50	8.65	9.40				0.6
	3.7	30.80	34.80	39.00	43.20	48.00	52.20	56.40	60.60	64.80	69.80			0.5	3.23	3.93	4.88	5.70	6.55	7.48	8.10				0.5
	3.6	30.40	34.40	38.50	42.60	47.50	51.60	55.70	59.80	63.90	68.90			0.4	2.80	3.40	4.20	4.90	5.60	6.30	6.80				0.4	9.8	11	14	16	18	20	21
	3.5	30.00	34.00	38.00	42.00	47.00	51.00	55.00	59.00	63.00	68.00			0.3						0.3
	3.4	29.50	33.40	37.40	41.30	46.20	50.10	54.10	58.00	62.00	66.80			0.2						0.2
	3.3	29.00	32.80	36.80	40.60	45.40	49.20	53.20	57.00	61.00	65.60			0.1						0.1
	3.2	28.50	32.20	36.20	39.90	44.60	48.30	52.30	56.00	60.00	64.40			0						0
	3.1	28.00	31.60	35.60	39.20	43.80	47.40	51.40	55.00	59.00	63.20
	3	27.50	31.00	35.00	38.50	43.00	46.50	50.50	54.00	58.00	62.00			Type of heat exchange:		horizontal ground			FLEQ run hours:		2400				Type of heat exchanger:		slinky ground			FLEQ run hours:		2400
	2.9	27.00	30.40	34.40	37.80	42.20	45.60	49.60	53.00	57.00	60.80				Mean Ground Temp					Mean Ground Temp
	2.8	26.50	29.80	33.80	37.10	41.40	44.70	48.70	52.00	56.00	59.60		Ground Thermal Conductivity		6	7	8	9	10	11	12			Ground Thermal Conductivity		6	7	8	9	10	11	12
	2.7	26.00	29.20	33.20	36.40	40.60	43.80	47.80	51.00	55.00	58.40			2.4	7.60	10.00	12.00	14.00	16.00	18.00	20.00				2.4	27	34	40	47	52	57	63
	2.6	25.50	28.60	32.60	35.70	39.80	42.90	46.90	50.00	54.00	57.20			2.3	7.43	9.75	11.75	13.75	15.50	17.50	19.50				2.3
	2.5	25.00	28.00	32.00	35.00	39.00	42.00	46.00	49.00	53.00	56.00			2.2	7.25	9.50	11.50	13.50	15.00	17.00	19.00				2.2
	2.4	24.30	27.30	31.20	34.10	38.00	40.90	44.80	47.70	51.60	54.50			2.1	7.08	9.25	11.25	13.25	14.50	16.50	18.50				2.1
	2.3	23.60	26.60	30.40	33.20	37.00	39.80	43.60	46.40	50.20	53.00			2	6.90	9.00	11.00	13.00	14.00	16.00	18.00				2	24	30	36	41	46	50	55
	2.2	22.90	25.90	29.60	32.30	36.00	38.70	42.40	45.10	48.80	51.50			1.9	6.68	8.68	10.60	12.50	13.50	15.50	17.25				1.9
	2.1	22.20	25.20	28.80	31.40	35.00	37.60	41.20	43.80	47.40	50.00			1.8	6.45	8.35	10.20	12.00	13.00	15.00	16.50				1.8
	2	21.50	24.50	28.00	30.50	34.00	36.50	40.00	42.50	46.00	48.50			1.7	6.23	8.03	9.80	11.50	12.50	14.50	15.75				1.7
	1.9	20.80	23.80	27.20	29.60	33.00	35.40	38.80	41.20	44.60	47.00			1.6	6.00	7.70	9.40	11.00	12.00	14.00	15.00				1.6	21	26	30	35	39	43	47
	1.8	20.10	23.10	26.40	28.70	32.00	34.30	37.60	39.90	43.20	45.50			1.5	5.68	7.28	8.90	10.43	11.50	13.25	14.25				1.5
	1.7	19.40	22.40	25.60	27.80	31.00	33.20	36.40	38.60	41.80	44.00			1.4	5.35	6.85	8.40	9.85	11.00	12.50	13.50				1.4
	1.6	18.70	21.70	24.80	26.90	30.00	32.10	35.20	37.30	40.40	42.50			1.3	5.03	6.43	7.90	9.28	10.50	11.75	12.75				1.3
	1.5	18.00	21.00	24.00	26.00	29.00	31.00	34.00	36.00	39.00	41.00			1.2	4.70	6.00	7.40	8.70	10.00	11.00	12.00				1.2	16	20	24	28	31	35	38
	1.4													1.1	4.38	5.55	6.85	8.05	9.28	10.30	11.20				1.1
	1.3													1	4.05	5.10	6.30	7.40	8.55	9.60	10.40				1
	1.2													0.9	3.73	4.65	5.75	6.75	7.83	8.90	9.60				0.9
	1.1													0.8	3.40	4.20	5.20	6.10	7.10	8.20	8.80				0.8	12	14	17	19	22	25	27
	1													0.7	3.08	3.78	4.68	5.48	6.35	7.30	7.85				0.7
														0.6	2.75	3.35	4.15	4.85	5.60	6.40	6.90				0.6
	Type of heat exchanger:		Borehole			FLEQ run hours:		2400						0.5	2.43	2.93	3.63	4.23	4.85	5.50	5.95				0.5
		Mean Ground Temp												0.4	2.10	2.50	3.10	3.60	4.10	4.60	5.00				0.4	7	8.2	9.9	11	13	14	15
		6	7	8	9	10	11	12	13	14	15			0.3						0.3
Average Thermal Conductivity	4.5	31.00	35.00	40.00	44.00	48.00	53.00	57.00	62.00	66.00	71.00			0.2						0.2
	4.4	30.60	34.60	39.50	43.50	47.50	52.30	56.30	61.20	65.20	70.10			0.1						0.1
	4.3	30.20	34.20	39.00	43.00	47.00	51.60	55.60	60.40	64.40	69.20			0						0
	4.2	29.80	33.80	38.50	42.50	46.50	50.90	54.90	59.60	63.60	68.30
	4.1	29.40	33.40	38.00	42.00	46.00	50.20	54.20	58.80	62.80	67.40			Type of heat exchange:		horizontal ground			FLEQ run hours:		3000				Type of heat exchanger:		slinky ground			FLEQ run hours:		3000
	4	29.00	33.00	37.50	41.50	45.50	49.50	53.50	58.00	62.00	66.50				Mean Ground Temp					Mean Ground Temp
	3.9	28.60	32.60	37.00	41.00	45.00	48.80	52.80	57.20	61.20	65.60		Ground Thermal Conductivity		6	7	8	9	10	11	12			Ground Thermal Conductivity		6	7	8	9	10	11	12
	3.8	28.20	32.20	36.50	40.50	44.50	48.10	52.10	56.40	60.40	64.70			2.4	6.30	8.30	10.00	12.00	14.00	15.00	17.00				2.4	22	27	32	38	42	46	51
	3.7	27.80	31.80	36.00	40.00	44.00	47.40	51.40	55.60	59.60	63.80			2.3	6.15	8.08	9.73	11.50	13.50	14.50	16.50				2.3
	3.6	27.40	31.40	35.50	39.50	43.50	46.70	50.70	54.80	58.80	62.90			2.2	6.00	7.85	9.45	11.00	13.00	14.00	16.00				2.2
	3.5	27.00	31.00	35.00	39.00	43.00	46.00	50.00	54.00	58.00	62.00			2.1	5.85	7.63	9.18	10.50	12.50	13.50	15.50				2.1
	3.4	26.50	30.40	34.40	38.30	42.20	45.20	49.10	53.00	56.90	60.90			2	5.70	7.40	8.90	10.00	12.00	13.00	15.00				2	19	24	28	33	37	40	44
	3.3	26.00	29.80	33.80	37.60	41.40	44.40	48.20	52.00	55.80	59.80			1.9	5.50	7.10	8.58	9.70	11.50	12.50	14.25				1.9
	3.2	25.50	29.20	33.20	36.90	40.60	43.60	47.30	51.00	54.70	58.70			1.8	5.30	6.80	8.25	9.40	11.00	12.00	13.50				1.8
	3.1	25.00	28.60	32.60	36.20	39.80	42.80	46.40	50.00	53.60	57.60			1.7	5.10	6.50	7.93	9.10	10.50	11.50	12.75				1.7
	3	24.50	28.00	32.00	35.50	39.00	42.00	45.50	49.00	52.50	56.50			1.6	4.90	6.20	7.60	8.80	10.00	11.00	12.00				1.6	16	20	24	27	31	34	37
	2.9	24.00	27.40	31.40	34.80	38.20	41.20	44.60	48.00	51.40	55.40			1.5	4.63	5.85	7.18	8.33	9.50	10.50	11.48				1.5
	2.8	23.50	26.80	30.80	34.10	37.40	40.40	43.70	47.00	50.30	54.30			1.4	4.35	5.50	6.75	7.85	9.00	10.00	10.95				1.4
	2.7	23.00	26.20	30.20	33.40	36.60	39.60	42.80	46.00	49.20	53.20			1.3	4.08	5.15	6.33	7.38	8.50	9.50	10.43				1.3
	2.6	22.50	25.60	29.60	32.70	35.80	38.80	41.90	45.00	48.10	52.10			1.2	3.80	4.80	5.90	6.90	8.00	9.00	9.90				1.2	13	16	19	21	24	27	30
	2.5	22.00	25.00	29.00	32.00	35.00	38.00	41.00	44.00	47.00	51.00			1.1	3.53	4.43	5.45	6.38	7.40	8.38	9.15				1.1
	2.4	21.40	24.30	28.20	31.10	34.00	36.90	39.90	42.80	45.70	49.60			1	3.25	4.05	5.00	5.85	6.80	7.75	8.40				1
	2.3	20.80	23.60	27.40	30.20	33.00	35.80	38.80	41.60	44.40	48.20			0.9	2.98	3.68	4.55	5.33	6.20	7.13	7.65				0.9
	2.2	20.20	22.90	26.60	29.30	32.00	34.70	37.70	40.40	43.10	46.80			0.8	2.70	3.30	4.10	4.80	5.60	6.50	6.90				0.8	9	11	13	15	17	19	21
	2.1	19.60	22.20	25.80	28.40	31.00	33.60	36.60	39.20	41.80	45.40			0.7	2.43	2.95	3.68	4.30	5.00	5.78	6.15				0.7
	2	19.00	21.50	25.00	27.50	30.00	32.50	35.50	38.00	40.50	44.00			0.6	2.15	2.60	3.25	3.80	4.40	5.05	5.40				0.6
	1.9	18.40	20.80	24.20	26.60	29.00	31.40	34.40	36.80	39.20	42.60			0.5	1.88	2.25	2.83	3.30	3.80	4.33	4.65				0.5
	1.8	17.80	20.10	23.40	25.70	28.00	30.30	33.30	35.60	37.90	41.20			0.4	1.60	1.90	2.40	2.80	3.20	3.60	3.90				0.4	5.3	6.3	7.5	8.5	9.6	11	12
	1.7	17.20	19.40	22.60	24.80	27.00	29.20	32.20	34.40	36.60	39.80			0.3						0.3
	1.6	16.60	18.70	21.80	23.90	26.00	28.10	31.10	33.20	35.30	38.40			0.2						0.2
	1.5	16.00	18.00	21.00	23.00	25.00	27.00	30.00	32.00	34.00	37.00			0.1						0.1
	1.4													0						0
	1.3
	1.2													Type of heat exchange:		horizontal ground			FLEQ run hours:		3600				Type of heat exchanger:		slinky ground			FLEQ run hours:		3600
	1.1														Mean Ground Temp					Mean Ground Temp
	1												Ground Thermal Conductivity		6	7	8	9	10	11	12			Ground Thermal Conductivity		6	7	8	9	10	11	12
														2.4	5.40	7.20	8.70	10.00	11.00	13.00	14.00				2.4	18	23	27	32	35	39	43
	Type of heat exchanger:		Borehole			FLEQ run hours:		3000						2.3	5.25	7.00	8.43	9.70	10.73	12.50	13.50				2.3
		Mean Ground Temp												2.2	5.10	6.80	8.15	9.40	10.45	12.00	13.00				2.2
		6	7	8	9	10	11	12	13	14	15			2.1	4.95	6.60	7.88	9.10	10.18	11.50	12.50				2.1
Average Thermal Conductivity	4.5	29.00	32.00	37.00	41.00	45.00	49.00	53.00	58.00	62.00	66.00			2	4.80	6.40	7.60	8.80	9.90	11.00	12.00				2	16	20	24	27	30	33	37
	4.4	28.60	31.60	36.50	40.50	44.40	48.40	52.30	57.20	61.10	65.10			1.9	4.65	6.13	7.28	8.43	9.50	10.53	11.50				1.9
	4.3	28.20	31.20	36.00	40.00	43.80	47.80	51.60	56.40	60.20	64.20			1.8	4.50	5.85	6.95	8.05	9.10	10.05	11.00				1.8
	4.2	27.80	30.80	35.50	39.50	43.20	47.20	50.90	55.60	59.30	63.30			1.7	4.35	5.58	6.63	7.68	8.70	9.58	10.50				1.7
	4.1	27.40	30.40	35.00	39.00	42.60	46.60	50.20	54.80	58.40	62.40			1.6	4.20	5.30	6.30	7.30	8.30	9.10	10.00				1.6	14	17	20	22	25	28	31
	4	27.00	30.00	34.50	38.50	42.00	46.00	49.50	54.00	57.50	61.50			1.5	3.95	5.00	5.95	6.90	7.85	8.63	9.48				1.5
	3.9	26.60	29.60	34.00	38.00	41.40	45.40	48.80	53.20	56.60	60.60			1.4	3.70	4.70	5.60	6.50	7.40	8.15	8.95				1.4
	3.8	26.20	29.20	33.50	37.50	40.80	44.80	48.10	52.40	55.70	59.70			1.3	3.45	4.40	5.25	6.10	6.95	7.68	8.43				1.3
	3.7	25.80	28.80	33.00	37.00	40.20	44.20	47.40	51.60	54.80	58.80			1.2	3.20	4.10	4.90	5.70	6.50	7.20	7.90				1.2	10	13	15	17	20	22	24
	3.6	25.40	28.40	32.50	36.50	39.60	43.60	46.70	50.80	53.90	57.90			1.1	2.98	3.78	4.53	5.25	6.00	6.68	7.33				1.1
	3.5	25.00	28.00	32.00	36.00	39.00	43.00	46.00	50.00	53.00	57.00			1	2.75	3.45	4.15	4.80	5.50	6.15	6.75				1
	3.4	24.50	27.50	31.40	35.30	38.30	42.20	45.20	49.00	52.00	55.90			0.9	2.53	3.13	3.78	4.35	5.00	5.63	6.18				0.9
	3.3	24.00	27.00	30.80	34.60	37.60	41.40	44.40	48.00	51.00	54.80			0.8	2.30	2.80	3.40	3.90	4.50	5.10	5.60				0.8	7.2	8.6	10	12	14	16	17
	3.2	23.50	26.50	30.20	33.90	36.90	40.60	43.60	47.00	50.00	53.70			0.7	2.08	2.50	3.05	3.50	4.00	4.55	5.00				0.7
	3.1	23.00	26.00	29.60	33.20	36.20	39.80	42.80	46.00	49.00	52.60			0.6	1.85	2.20	2.70	3.10	3.50	4.00	4.40				0.6
	3	22.50	25.50	29.00	32.50	35.50	39.00	42.00	45.00	48.00	51.50			0.5	1.63	1.90	2.35	2.70	3.00	3.45	3.80				0.5
	2.9	22.00	25.00	28.40	31.80	34.80	38.20	41.20	44.00	47.00	50.40			0.4	1.40	1.60	2.00	2.30	2.50	2.90	3.20				0.4	4.3	5	6	6.8	7.7	8.7	9.3
	2.8	21.50	24.50	27.80	31.10	34.10	37.40	40.40	43.00	46.00	49.30			0.3						0.3
	2.7	21.00	24.00	27.20	30.40	33.40	36.60	39.60	42.00	45.00	48.20			0.2						0.2
	2.6	20.50	23.50	26.60	29.70	32.70	35.80	38.80	41.00	44.00	47.10			0.1						0.1
	2.5	20.00	23.00	26.00	29.00	32.00	35.00	38.00	40.00	43.00	46.00			0						0
	2.4	19.40	22.30	25.20	28.20	31.10	34.00	36.90	38.90	41.80	44.70
	2.3	18.80	21.60	24.40	27.40	30.20	33.00	35.80	37.80	40.60	43.40
	2.2	18.20	20.90	23.60	26.60	29.30	32.00	34.70	36.70	39.40	42.10
	2.1	17.60	20.20	22.80	25.80	28.40	31.00	33.60	35.60	38.20	40.80
	2	17.00	19.50	22.00	25.00	27.50	30.00	32.50	34.50	37.00	39.50
	1.9	16.40	18.80	21.20	24.20	26.60	29.00	31.40	33.40	35.80	38.20
	1.8	15.80	18.10	20.40	23.40	25.70	28.00	30.30	32.30	34.60	36.90
	1.7	15.20	17.40	19.60	22.60	24.80	27.00	29.20	31.20	33.40	35.60
	1.6	14.60	16.70	18.80	21.80	23.90	26.00	28.10	30.10	32.20	34.30
	1.5	14.00	16.00	18.00	21.00	23.00	25.00	27.00	29.00	31.00	33.00
	1.4
	1.3
	1.2
	1.1
	1

	Type of heat exchanger:		Borehole			FLEQ run hours:		3600
		Mean Ground Temp
		6	7	8	9	10	11	12	13	14	15
Average Thermal Conductivity	4.5	29.00	32.00	37.00	41.00	45.00	49.00	53.00	57.00	61.00	66.00
	4.4	28.60	31.60	36.50	40.40	44.40	48.40	52.30	56.20	60.20	65.10
	4.3	28.20	31.20	36.00	39.80	43.80	47.80	51.60	55.40	59.40	64.20
	4.2	27.80	30.80	35.50	39.20	43.20	47.20	50.90	54.60	58.60	63.30
	4.1	27.40	30.40	35.00	38.60	42.60	46.60	50.20	53.80	57.80	62.40
	4	27.00	30.00	34.50	38.00	42.00	46.00	49.50	53.00	57.00	61.50
	3.9	26.60	29.60	34.00	37.40	41.40	45.40	48.80	52.20	56.20	60.60
	3.8	26.20	29.20	33.50	36.80	40.80	44.80	48.10	51.40	55.40	59.70
	3.7	25.80	28.80	33.00	36.20	40.20	44.20	47.40	50.60	54.60	58.80
	3.6	25.40	28.40	32.50	35.60	39.60	43.60	46.70	49.80	53.80	57.90
	3.5	25.00	28.00	32.00	35.00	39.00	43.00	46.00	49.00	53.00	57.00
	3.4	24.50	27.50	31.40	34.40	38.30	42.10	45.10	48.10	52.00	55.90
	3.3	24.00	27.00	30.80	33.80	37.60	41.20	44.20	47.20	51.00	54.80
	3.2	23.50	26.50	30.20	33.20	36.90	40.30	43.30	46.30	50.00	53.70
	3.1	23.00	26.00	29.60	32.60	36.20	39.40	42.40	45.40	49.00	52.60
	3	22.50	25.50	29.00	32.00	35.50	38.50	41.50	44.50	48.00	51.50
	2.9	22.00	25.00	28.40	31.40	34.80	37.60	40.60	43.60	47.00	50.40
	2.8	21.50	24.50	27.80	30.80	34.10	36.70	39.70	42.70	46.00	49.30
	2.7	21.00	24.00	27.20	30.20	33.40	35.80	38.80	41.80	45.00	48.20
	2.6	20.50	23.50	26.60	29.60	32.70	34.90	37.90	40.90	44.00	47.10
	2.5	20.00	23.00	26.00	29.00	32.00	34.00	37.00	40.00	43.00	46.00
	2.4	19.40	22.30	25.20	28.20	31.00	33.00	35.90	38.80	41.70	44.60
	2.3	18.80	21.60	24.40	27.40	30.00	32.00	34.80	37.60	40.40	43.20
	2.2	18.20	20.90	23.60	26.60	29.00	31.00	33.70	36.40	39.10	41.80
	2.1	17.60	20.20	22.80	25.80	28.00	30.00	32.60	35.20	37.80	40.40
	2	17.00	19.50	22.00	25.00	27.00	29.00	31.50	34.00	36.50	39.00
	1.9	16.40	18.80	21.20	24.20	26.00	28.00	30.40	32.80	35.20	37.60
	1.8	15.80	18.10	20.40	23.40	25.00	27.00	29.30	31.60	33.90	36.20
	1.7	15.20	17.40	19.60	22.60	24.00	26.00	28.20	30.40	32.60	34.80
	1.6	14.60	16.70	18.80	21.80	23.00	25.00	27.10	29.20	31.30	33.40
	1.5	14.00	16.00	18.00	21.00	22.00	24.00	26.00	28.00	30.00	32.00
	1.4
	1.3
	1.2
	1.1
	1

## GL Sizing
Ground Loop Sizing					Type of rock	Recommended thermal conductivity (/W/mK)
				internal diameter	0.0326	m/s		Magmatites, Plutonite, acid to intermediate, Granite	3.4
1	Type of collector				Borehole					velocity	#VALUE!	v^²		Magmatites, Plutonite, acid to intermediate, Syenite	2.6
2	Estimate of total heating energy consumption over a year for space heating and domestic hot water				#N/A					#VALUE!	m		Magmatites, Plutonite, alkaline to ultra-alkaline, Diorite	2.6
				kWh				Relative Roughness	0.000215	mm		Magmatites, Plutonite, alkaline to ultra-alkaline, Gabbro	1.9		Borehole	#NAME?	10
3	HP heating capacity at 0⁰C ground return temperature and design emitter temperature				20.00					Absolute Roughness	0.0070			Magmatites, Tuff	1.1		Ground Loop	#NAME?	2
				kW				Friction Factor	#VALUE!	mbar		Magmatites, Vulcanite, acid to intermediate, Latite, Dacite	2.6
4	FLEQ run hours				#N/A	hrs					Magmatites, Vulcanite, acid to intermediate, Rhyolite, Trachyte	3.3		O/D	Wall thickness	Volume/m	I/D		diameter	area
5	Estimated average ground temperature				9.80	⁰C					Magmatites, Vulcanite, alkaline to ultra-alkaline,	1.7		25	2.3	0.327	20.4	100	0.0204	0.0003268513
6	Estimated ground thermal conductivity - Please select below				#NAME?					internal diameter	0.0408	m/s		Metamorphic rock, Moderately to highly metamorphic, Gneiss	2.2		32	2.9	0.539	26.2	100	0.0262	0.0005391287
	Solid sediments, Sandstone					W/mK				velocity	#VALUE!	v^²		Metamorphic rock, Moderately to highly metamorphic, Marble	2.5		40	3.7	0.835	32.6	200	0.0326	0.0008346898
7	Maximum power to be extracted per meter				#N/A	W/m					#VALUE!	m/s		Metamorphic rock, Slightly metamorphic, Chert	4.5		50	4.6	1.307	40.8	200	0.0408	0.0013074052
8	SCOP				3.50					Gravity	9.81	m		Metamorphic rock, Slightly metamorphic, Clay shale	2.1		63	5.8	2.075	51.4	200	0.0514	0.0020749905
9	Maximum power extracted from the ground				#NAME?	W				Relative Roughness	0.000172	mm		Metamorphic rock, Slightly metamorphic, Mica schist	2.2		75	6.9	2.942	61.2	200	0.0612	0.0029416617
10	Length of ground heat exchanger calculated using the look-up tables				#NAME?	m				Absolute Roughness	0.0070			Metamorphic rock, Vulcanite, acid to intermediate, Amphibolite	2.9		90	8.3	4.231	73.4	200	0.0734	0.0042313797
11	Minimum spacing between boreholes				7.00	m				Friction Factor	#VALUE!	mbar		Metamorphic rock, Vulcanite, acid to intermediate, Quartzite	5.5
12	Total length of ground heat exchanger active elements				#NAME?	m					Metamorphic rock, Vulcanite, acid to intermediate, Rhyolite, Trachyte	2.9		PE-100-RC	0.04
13	Amount of loops				1.00					Solid sediments, Anhydrite	4.1		PE-Xa	0.007
14	Min length of loop				#NAME?	m					Solid sediments, Conglomerates	2.3
15	Length of loop				80.00	m					Solid sediments, Dolomite	3.2		10.00%
16	Depth of borehole/s				#NAME?	m					Solid sediments, Gypsum	1.6		20.00%
17	Length of header					m					Solid sediments, Hard coal	0.4		30.00%
				Solid sediments, Limestone	2.8		40.00%
Pipe Sizing (Loops)					Solid sediments, Marl	2.1		50.00%
				Solid sediments, Salt	5.4
18	Power Ground HX pump				Input Required	W					Solid sediments, Sandstone	2.3
19	Pipe Diameter				40	mm					Unconsolidated rock, Clay/silt, dry	0.5
20	Antifreeze Manufacturer				Input Required					Unconsolidated rock, Clay/silt, water saturated	1.7
21	Antifreeze type i.e. propylene, ethylene				Input Required
22	Antifreeze %				Input Required					Unconsolidated rock, Claystone, siltstone	2.2
23	Protected to				Input Required	⁰C					Unconsolidated rock, Gravel, dry	0.4
24	Viscosity @ 0 °C				Input Required	mm2/s					Unconsolidated rock, Gravel, water saturated	1.8
25	Pipe Type				PE-Xa					Unconsolidated rock, Peat, soft lignite	0.4
26	Brine Pump flow rate				Input Required	l/hr					Unconsolidated rock, Sand, dry	0.4
27	Pressure Drop				#VALUE!	mbar					Unconsolidated rock, Sand, water saturated	2.4
28	Pressure Drop due to bends				20.00%					Other	Input Required
29	Pressure Drop due to bends				#VALUE!	mbar
30	Heat Pump head				Input Required	mbar
31	Reynolds number				#VALUE!	#VALUE!
32	Total Pressure Drop (mbar)				#VALUE!	#VALUE!
Pipe Sizing (Header)

33	Pipe Diameter				50	mm
34	Pressure Drop				#VALUE!
35	Pressure Drop due to bends				20.00%
36	Pressure Drop due to bends				#VALUE!	mbar
37	Reynolds number				#VALUE!	#VALUE!

## Solid
Solid (In Screed)		Pipe size	Flow temp	Room Temp	Pipe spacing	Floor Covering	Output (W/m2)	Surface Temp (°C)	0.00/16mm		0.05/16mm		0.1/16mm		0.15/16mm		0/20mm		0.05/20mm		0.1/20mm		0.15/20mm
Family 1		0	0.00	0	0	0	0	0	#N/A	#N/A	#N/A	#N/A	#N/A	#N/A	#N/A	#N/A	#N/A	#N/A	#N/A	#N/A	#N/A	#N/A	#N/A	#N/A
		0	0.00	0	0	0	0	0	#N/A	#N/A	#N/A	#N/A	#N/A	#N/A	#N/A	#N/A	#N/A	#N/A	#N/A	#N/A	#N/A	#N/A	#N/A	#N/A
		0	0.00	0	0	0	0	0	#N/A	#N/A	#N/A	#N/A	#N/A	#N/A	#N/A	#N/A	#N/A	#N/A	#N/A	#N/A	#N/A	#N/A	#N/A	#N/A
		0	0.00	0	0	0	0	0	#N/A	#N/A	#N/A	#N/A	#N/A	#N/A	#N/A	#N/A	#N/A	#N/A	#N/A	#N/A	#N/A	#N/A	#N/A	#N/A
		0	0.00	0	0	0	0	0	#N/A	#N/A	#N/A	#N/A	#N/A	#N/A	#N/A	#N/A	#N/A	#N/A	#N/A	#N/A	#N/A	#N/A	#N/A	#N/A
		0	0.00	0	0	0	0	0	#N/A	#N/A	#N/A	#N/A	#N/A	#N/A	#N/A	#N/A	#N/A	#N/A	#N/A	#N/A	#N/A	#N/A	#N/A	#N/A
		0	0.00	0	0	0	0	0	#N/A	#N/A	#N/A	#N/A	#N/A	#N/A	#N/A	#N/A	#N/A	#N/A	#N/A	#N/A	#N/A	#N/A	#N/A	#N/A
		0	0.00	0	0	0	0	0	#N/A	#N/A	#N/A	#N/A	#N/A	#N/A	#N/A	#N/A	#N/A	#N/A	#N/A	#N/A	#N/A	#N/A	#N/A	#N/A
		0	0.00	0	0	0	0	0	#N/A	#N/A	#N/A	#N/A	#N/A	#N/A	#N/A	#N/A	#N/A	#N/A	#N/A	#N/A	#N/A	#N/A	#N/A	#N/A
		0	0.00	0	0	0	0	0	#N/A	#N/A	#N/A	#N/A	#N/A	#N/A	#N/A	#N/A	#N/A	#N/A	#N/A	#N/A	#N/A	#N/A	#N/A	#N/A
		0	0.00	0	0	0	0	0	#N/A	#N/A	#N/A	#N/A	#N/A	#N/A	#N/A	#N/A	#N/A	#N/A	#N/A	#N/A	#N/A	#N/A	#N/A	#N/A
		0	0.00	0	0	0	0	0	#N/A	#N/A	#N/A	#N/A	#N/A	#N/A	#N/A	#N/A	#N/A	#N/A	#N/A	#N/A	#N/A	#N/A	#N/A	#N/A
		0	0.00	0	0	0	0	0	#N/A	#N/A	#N/A	#N/A	#N/A	#N/A	#N/A	#N/A	#N/A	#N/A	#N/A	#N/A	#N/A	#N/A	#N/A	#N/A
		0	0.00	0	0	0	0	0	#N/A	#N/A	#N/A	#N/A	#N/A	#N/A	#N/A	#N/A	#N/A	#N/A	#N/A	#N/A	#N/A	#N/A	#N/A	#N/A
		0	0.00	0	0	0	0	0	#N/A	#N/A	#N/A	#N/A	#N/A	#N/A	#N/A	#N/A	#N/A	#N/A	#N/A	#N/A	#N/A	#N/A	#N/A	#N/A
		0	0.00	0	0	0	0	0	#N/A	#N/A	#N/A	#N/A	#N/A	#N/A	#N/A	#N/A	#N/A	#N/A	#N/A	#N/A	#N/A	#N/A	#N/A	#N/A
		0	0.00	0	0	0	0	0	#N/A	#N/A	#N/A	#N/A	#N/A	#N/A	#N/A	#N/A	#N/A	#N/A	#N/A	#N/A	#N/A	#N/A	#N/A	#N/A
		0	0.00	0	0	0	0	0	#N/A	#N/A	#N/A	#N/A	#N/A	#N/A	#N/A	#N/A	#N/A	#N/A	#N/A	#N/A	#N/A	#N/A	#N/A	#N/A
		0	0.00	0	0	0	0	0	#N/A	#N/A	#N/A	#N/A	#N/A	#N/A	#N/A	#N/A	#N/A	#N/A	#N/A	#N/A	#N/A	#N/A	#N/A	#N/A
		0	0.00	0	0	0	0	0	#N/A	#N/A	#N/A	#N/A	#N/A	#N/A	#N/A	#N/A	#N/A	#N/A	#N/A	#N/A	#N/A	#N/A	#N/A	#N/A
		0	0.00	0	0	0	0	0	#N/A	#N/A	#N/A	#N/A	#N/A	#N/A	#N/A	#N/A	#N/A	#N/A	#N/A	#N/A	#N/A	#N/A	#N/A	#N/A
		0	0.00	0	0	0	0	0	#N/A	#N/A	#N/A	#N/A	#N/A	#N/A	#N/A	#N/A	#N/A	#N/A	#N/A	#N/A	#N/A	#N/A	#N/A	#N/A
		0	0.00	0	0	0	0	0	#N/A	#N/A	#N/A	#N/A	#N/A	#N/A	#N/A	#N/A	#N/A	#N/A	#N/A	#N/A	#N/A	#N/A	#N/A	#N/A
		0	0.00	0	0	0	0	0	#N/A	#N/A	#N/A	#N/A	#N/A	#N/A	#N/A	#N/A	#N/A	#N/A	#N/A	#N/A	#N/A	#N/A	#N/A	#N/A
		0	0.00	0	0	0	0	0	#N/A	#N/A	#N/A	#N/A	#N/A	#N/A	#N/A	#N/A	#N/A	#N/A	#N/A	#N/A	#N/A	#N/A	#N/A	#N/A
		0	0.00	0	0	0	0	0	#N/A	#N/A	#N/A	#N/A	#N/A	#N/A	#N/A	#N/A	#N/A	#N/A	#N/A	#N/A	#N/A	#N/A	#N/A	#N/A
		0	0.00	0	0	0	0	0	#N/A	#N/A	#N/A	#N/A	#N/A	#N/A	#N/A	#N/A	#N/A	#N/A	#N/A	#N/A	#N/A	#N/A	#N/A	#N/A
		0	0.00	0	0	0	0	0	#N/A	#N/A	#N/A	#N/A	#N/A	#N/A	#N/A	#N/A	#N/A	#N/A	#N/A	#N/A	#N/A	#N/A	#N/A	#N/A
		0	0.00	0	0	0	0	0	#N/A	#N/A	#N/A	#N/A	#N/A	#N/A	#N/A	#N/A	#N/A	#N/A	#N/A	#N/A	#N/A	#N/A	#N/A	#N/A
		0	0.00	0	0	0	0	0	#N/A	#N/A	#N/A	#N/A	#N/A	#N/A	#N/A	#N/A	#N/A	#N/A	#N/A	#N/A	#N/A	#N/A	#N/A	#N/A

16mm													20mm
0	W/(m2xK)	100		150		200		250		300			0	W/(m2xK)	100		150		200		250		300
Flow temp	Room temp	Output (W/m2)	surface temp	Output (W/m2)	surface temp	Output (W/m2)	surface temp	Output (W/m2)	surface temp	Output (W/m2)	surface temp		Flow temp	Room temp	Output (W/m2)	surface temp	Output (W/m2)	surface temp	Output (W/m2)	surface temp	Output (W/m2)	surface temp	Output (W/m2)	surface temp
35	15	100.30	24.00	86.40	22.90	74.90	21.90	64.90	21.10	56.40	20.30		35	15
35	18	80.20	25.40	69.10	24.40	59.90	23.60	51.90	23.00	45.10	22.40		35	18
35	20	66.80	26.20	57.60	25.50	49.90	24.80	43.30	24.20	37.60	23.60		35	20
35	22	53.50	27.10	46.10	26.50	39.90	25.90	34.60	25.40	30.10	25.00		35	22
35	24	40.10	27.90	34.60	27.40	29.90	27.00	26.00	26.60	22.60	26.30		35	24
40	15	133.70	26.70	115.20	25.20	99.80	24.00	86.50	22.90	75.20	21.90		40	15
40	18	113.60	28.10	97.90	26.80	84.80	25.70	73.50	24.80	63.90	24.00		40	18
40	20	100.30	29.00	86.40	27.90	74.90	26.90	64.90	26.10	56.40	25.30		40	20
40	22	86.90	29.90	74.90	28.90	64.90	28.10	56.20	27.30	48.90	26.70		40	22
40	24	73.50	30.80	63.40	29.90	54.90	29.20	47.60	28.60	41.40	28.00		40	24
45	15	167.10	29.40	144.00	27.50	124.80	26.00	108.20	24.70	94.00	23.50		45	15
45	18	147.00	30.80	126.70	29.20	109.80	27.80	95.20	26.60	82.70	25.60		45	18
45	20	133.70	31.70	115.20	30.20	99.80	29.00	86.50	27.90	75.20	26.90		45	20
45	22	120.30	32.60	103.70	31.30	89.80	30.20	77.90	29.20	67.70	28.30		45	22
45	24	106.90	33.60	92.20	32.40	79.80	31.30	69.20	30.40	60.20	29.70		45	24
50	15	200.50	31.90	172.80	29.80	149.70	28.00	129.80	26.40	112.80	25.00		50	15
50	18	180.50	33.40	155.50	31.40	134.70	29.80	116.80	28.40	101.50	27.10		50	18
50	20	167.10	34.40	144.00	32.50	124.80	31.00	108.20	29.70	94.00	28.50		50	20
50	22	153.70	35.30	132.50	33.60	114.80	32.20	99.50	31.00	86.50	29.90		50	22
50	24	140.40	36.30	121.00	34.70	104.80	33.40	90.80	32.20	79.00	31.30		50	24
55	15	233.90	34.50	201.60	32.00	174.70	29.90	151.40	28.10	131.60	26.60		55	15
55	18	213.90	36.00	184.40	33.70	159.70	31.80	138.40	30.10	120.40	28.70		55	18
55	20	200.50	36.90	172.80	34.80	149.70	33.00	129.80	31.40	112.80	30.00		55	20
55	22	187.20	37.90	161.30	35.90	139.70	34.20	121.10	32.70	105.30	31.40		55	22
55	24	173.80	38.90	149.80	37.00	129.70	35.40	112.50	34.00	97.80	32.80		55	24
0.05	W/(m2xK)												0.05	W/(m2xK)
Flow temp	Room temp	Output (W/m2)	surface temp	Output (W/m2)	surface temp	Output (W/m2)	surface temp	Output (W/m2)	surface temp	Output (W/m2)	surface temp		Flow temp	Room temp	Output (W/m2)	surface temp	Output (W/m2)	surface temp	Output (W/m2)	surface temp	Output (W/m2)	surface temp	Output (W/m2)	surface temp
35	15	73.60	21.80	65.00	21.10	57.60	20.50	51.10	19.90	45.40	19.40		35	15
35	18	58.80	23.60	52.00	23.00	46.10	22.50	40.90	22.00	36.30	21.60		35	18
35	20	49.00	24.70	43.30	24.20	38.40	23.80	34.10	23.40	30.30	23.00		35	20
35	22	39.20	25.80	34.70	25.40	30.70	25.10	27.20	24.80	24.20	24.50		35	22
35	24	29.40	27.00	26.00	26.60	23.00	26.40	20.40	26.10	18.20	25.90		35	24
40	15	98.10	23.80	86.70	22.90	76.80	22.10	68.10	21.30	60.50	20.70		40	15
40	18	83.40	25.60	73.70	24.80	65.30	24.10	57.90	23.50	51.50	22.90		40	18
40	20	73.60	26.80	65.00	26.10	57.60	25.50	51.10	24.90	45.40	24.40		40	20
40	22	63.80	28.00	56.30	27.30	49.90	26.80	44.30	26.30	39.40	25.90		40	22
40	24	53.90	29.10	47.70	28.60	42.30	28.10	37.50	27.70	33.30	27.30		40	24
45	15	122.60	25.80	108.40	24.70	96.00	23.70	85.20	22.80	75.70	22.00		45	15
45	18	107.90	27.70	95.30	26.60	84.50	25.70	74.90	24.90	66.60	24.20		45	18
45	20	98.10	28.80	86.70	27.90	76.80	27.10	68.10	26.30	60.50	25.70		45	20
45	22	88.30	30.00	78.00	29.20	69.10	28.40	61.30	27.80	54.50	27.20		45	22
45	24	78.50	31.20	69.30	30.40	61.50	29.80	54.50	29.20	48.40	28.70		45	24
50	15	147.10	27.80	130.00	26.40	115.20	25.20	102.20	24.20	90.80	23.20		50	15
50	18	132.40	29.60	117.00	28.40	103.70	27.30	92.00	26.30	81.70	25.50		50	18
50	20	122.60	30.80	108.40	29.70	96.00	28.70	85.20	27.80	75.70	27.00		50	20
50	22	112.80	32.00	99.70	31.00	88.30	30.00	78.30	29.20	69.60	28.50		50	22
50	24	103.00	33.20	91.00	32.30	80.70	31.40	71.50	30.60	63.60	30.00		50	24
55	15	171.60	29.70	151.70	28.10	134.40	26.80	119.20	25.60	105.90	24.50		55	15
55	18	156.90	31.60	138.70	30.10	122.90	28.90	109.00	27.70	96.90	26.70		55	18
55	20	147.10	32.80	130.00	31.40	115.20	30.20	102.20	29.20	90.80	28.20		55	20
55	22	137.30	34.00	121.40	32.70	107.50	31.60	95.40	30.60	84.80	29.70		55	22
55	24	127.50	35.20	112.70	34.00	99.90	33.00	88.60	32.10	78.70	31.20		55	24
0.1	W/(m2xK)												0.1	W/(m2xK)
Flow temp	Room temp	Output (W/m2)	surface temp	Output (W/m2)	surface temp	Output (W/m2)	surface temp	Output (W/m2)	surface temp	Output (W/m2)	surface temp		Flow temp	Room temp	Output (W/m2)	surface temp	Output (W/m2)	surface temp	Output (W/m2)	surface temp	Output (W/m2)	surface temp	Output (W/m2)	surface temp
35	15	58.30	20.50	52.50	20.00	47.40	19.60	42.80	19.20	38.80	18.80		35	15
35	18	46.60	22.50	42.00	22.10	37.90	21.70	34.30	21.40	31.00	21.10		35	18
35	20	38.90	23.80	35.00	23.50	31.60	23.20	28.60	22.90	25.80	22.60		35	20
35	22	31.10	25.10	28.00	24.80	25.30	24.60	22.80	24.30	20.70	24.10		35	22
35	24	23.30	26.40	21.00	26.20	19.00	26.00	17.10	25.80	15.50	25.70		35	24
40	15	77.70	22.20	70.10	21.50	63.20	20.90	57.10	20.40	51.70	19.90		40	15
40	18	66.00	24.20	59.60	23.60	53.80	23.10	48.50	22.70	43.90	22.30		40	18
40	20	58.30	25.50	52.50	25.00	47.40	24.60	42.80	24.20	38.80	23.80		40	20
40	22	50.50	26.80	45.50	26.40	41.10	26.00	37.10	25.70	33.60	25.30		40	22
40	24	42.70	28.20	38.50	27.80	34.80	27.40	31.40	27.10	28.40	26.90		40	24
45	15	97.10	23.80	87.60	23.00	79.10	22.30	71.40	21.60	64.60	21.00		45	15
45	18	85.50	25.80	77.10	25.10	69.60	24.50	62.80	23.90	56.80	23.40		45	18
45	20	77.70	27.20	70.10	26.50	63.20	25.90	57.10	25.40	51.70	24.90		45	20
45	22	69.90	28.50	63.10	27.90	56.90	27.40	51.40	26.90	46.50	26.50		45	22
45	24	62.20	29.80	56.00	29.30	50.60	28.80	45.70	28.40	41.30	28.00		45	24
50	15	116.60	25.30	105.10	24.40	94.90	23.60	85.70	22.80	77.50	22.10		50	15
50	18	104.90	27.40	94.60	26.60	85.40	25.80	77.10	25.10	69.80	24.50		50	18
50	20	97.10	28.80	87.60	28.00	79.10	27.30	71.40	26.60	64.60	26.00		50	20
50	22	89.40	30.10	80.60	29.40	72.70	28.70	65.70	28.10	59.40	27.60		50	22
50	24	81.60	31.50	73.60	30.80	66.40	30.20	60.00	29.70	54.30	29.20		50	24
55	15	136.00	26.90	122.60	25.80	110.70	24.90	99.90	24.00	90.40	23.20		55	15
55	18	124.30	29.00	112.10	28.00	101.20	27.10	91.40	26.30	82.70	25.60		55	18
55	20	116.60	30.30	105.10	29.40	94.90	28.60	85.70	27.80	77.50	27.10		55	20
55	22	108.80	31.70	98.10	30.80	88.50	30.10	79.90	29.30	72.40	28.70		55	22
55	24	101.00	33.10	91.10	32.30	82.20	31.50	74.20	30.90	67.20	30.30		55	24
0.15	W/(m2xK)												0.15	W/(m2xK)
Flow temp	Room temp	Output (W/m2)	surface temp	Output (W/m2)	surface temp	Output (W/m2)	surface temp	Output (W/m2)	surface temp	Output (W/m2)	surface temp		Flow temp	Room temp	Output (W/m2)	surface temp	Output (W/m2)	surface temp	Output (W/m2)	surface temp	Output (W/m2)	surface temp	Output (W/m2)	surface temp
35	15	48.40	19.70	44.20	19.30	40.40	18.90	37.00	18.60	33.90	18.40		35	15
35	18	38.70	21.80	35.40	21.50	32.30	21.20	29.60	21.00	27.10	20.70		35	18
35	20	32.20	23.20	29.50	23.00	27.00	22.70	24.70	22.50	22.60	22.30		35	20
35	22	25.80	24.60	23.60	24.40	21.60	24.20	19.70	24.10	18.10	23.90		35	22
35	24	19.30	26.00	17.70	25.90	16.20	25.70	14.80	25.60	13.60	25.50		35	24
40	15	64.50	21.00	59.00	20.60	53.90	20.10	49.30	19.70	45.20	19.40		40	15
40	18	54.80	23.20	50.10	22.80	45.80	22.40	41.90	22.10	38.40	21.80		40	18
40	20	48.40	24.70	44.20	24.30	40.40	23.90	37.00	23.60	33.90	23.40		40	20
40	22	41.90	26.10	38.30	25.80	35.00	25.50	32.00	25.20	29.40	25.00		40	22
40	24	35.50	27.50	32.40	27.20	29.60	27.00	27.10	26.70	24.80	26.50		40	24
45	15	80.60	22.40	73.70	21.80	67.40	21.30	61.60	20.80	56.50	20.40		45	15
45	18	70.90	24.60	64.90	24.10	59.30	23.60	54.20	23.20	49.70	22.80		45	18
45	20	64.50	26.00	59.00	25.60	53.90	25.10	49.30	24.70	45.20	24.40		45	20
45	22	58.00	27.50	53.10	27.10	48.50	26.70	44.40	26.30	40.70	26.00		45	22
45	24	51.60	28.90	47.20	28.50	43.10	28.20	39.40	27.90	36.10	27.60		45	24
50	15	96.70	23.70	88.40	23.00	80.90	22.40	74.00	21.80	67.80	21.30		50	15
50	18	87.00	25.90	79.60	25.30	72.80	24.70	66.60	24.20	61.00	23.70		50	18
50	20	80.60	27.40	73.70	26.80	67.40	26.30	61.60	25.80	56.50	25.40		50	20
50	22	74.20	28.90	67.80	28.30	62.00	27.80	56.70	27.40	52.00	27.00		50	22
50	24	67.70	30.30	61.90	29.80	56.60	29.40	51.80	28.90	47.40	28.60		50	24
55	15	112.80	25.00	103.20	24.30	94.30	23.50	86.30	22.90	79.10	22.30		55	15
55	18	103.20	27.30	94.30	26.50	86.20	25.90	78.90	25.30	72.30	24.70		55	18
55	20	96.70	28.70	88.40	28.00	80.90	27.40	74.00	26.80	67.80	26.30		55	20
55	22	90.30	30.20	82.50	29.60	75.50	29.00	69.00	28.40	63.30	27.90		55	22
55	24	83.80	31.70	76.60	31.10	70.10	30.50	64.10	30.00	58.70	29.50		55	24

## Suspended
Suspended (HEP)		Pipe size	Flow temp	Room Temp	Pipe spacing	Floor Covering	Output (W/m2)		0.00/16mm		0.05/16mm		0.1/16mm		0.15/16mm		0/20mm		0.05/20mm		0.1/20mm		0.15/20mm
Family 1		0	0.00	0	0	0	0	0	#N/A	#N/A	#N/A	#N/A	#N/A	#N/A	#N/A	#N/A	#N/A	#N/A	#N/A	#N/A	#N/A	#N/A	#N/A	#N/A
		0	0.00	0	0	0	0	0	#N/A	#N/A	#N/A	#N/A	#N/A	#N/A	#N/A	#N/A	#N/A	#N/A	#N/A	#N/A	#N/A	#N/A	#N/A	#N/A
		0	0.00	0	0	0	0	0	#N/A	#N/A	#N/A	#N/A	#N/A	#N/A	#N/A	#N/A	#N/A	#N/A	#N/A	#N/A	#N/A	#N/A	#N/A	#N/A
		0	0.00	0	0	0	0	0	#N/A	#N/A	#N/A	#N/A	#N/A	#N/A	#N/A	#N/A	#N/A	#N/A	#N/A	#N/A	#N/A	#N/A	#N/A	#N/A
		0	0.00	0	0	0	0	0	#N/A	#N/A	#N/A	#N/A	#N/A	#N/A	#N/A	#N/A	#N/A	#N/A	#N/A	#N/A	#N/A	#N/A	#N/A	#N/A
		0	0.00	0	0	0	0	0	#N/A	#N/A	#N/A	#N/A	#N/A	#N/A	#N/A	#N/A	#N/A	#N/A	#N/A	#N/A	#N/A	#N/A	#N/A	#N/A
		0	0.00	0	0	0	0	0	#N/A	#N/A	#N/A	#N/A	#N/A	#N/A	#N/A	#N/A	#N/A	#N/A	#N/A	#N/A	#N/A	#N/A	#N/A	#N/A
		0	0.00	0	0	0	0	0	#N/A	#N/A	#N/A	#N/A	#N/A	#N/A	#N/A	#N/A	#N/A	#N/A	#N/A	#N/A	#N/A	#N/A	#N/A	#N/A
		0	0.00	0	0	0	0	0	#N/A	#N/A	#N/A	#N/A	#N/A	#N/A	#N/A	#N/A	#N/A	#N/A	#N/A	#N/A	#N/A	#N/A	#N/A	#N/A
		0	0.00	0	0	0	0	0	#N/A	#N/A	#N/A	#N/A	#N/A	#N/A	#N/A	#N/A	#N/A	#N/A	#N/A	#N/A	#N/A	#N/A	#N/A	#N/A
		0	0.00	0	0	0	0	0	#N/A	#N/A	#N/A	#N/A	#N/A	#N/A	#N/A	#N/A	#N/A	#N/A	#N/A	#N/A	#N/A	#N/A	#N/A	#N/A
		0	0.00	0	0	0	0	0	#N/A	#N/A	#N/A	#N/A	#N/A	#N/A	#N/A	#N/A	#N/A	#N/A	#N/A	#N/A	#N/A	#N/A	#N/A	#N/A
		0	0.00	0	0	0	0	0	#N/A	#N/A	#N/A	#N/A	#N/A	#N/A	#N/A	#N/A	#N/A	#N/A	#N/A	#N/A	#N/A	#N/A	#N/A	#N/A
		0	0.00	0	0	0	0	0	#N/A	#N/A	#N/A	#N/A	#N/A	#N/A	#N/A	#N/A	#N/A	#N/A	#N/A	#N/A	#N/A	#N/A	#N/A	#N/A
		0	0.00	0	0	0	0	0	#N/A	#N/A	#N/A	#N/A	#N/A	#N/A	#N/A	#N/A	#N/A	#N/A	#N/A	#N/A	#N/A	#N/A	#N/A	#N/A
		0	0.00	0	0	0	0	0	#N/A	#N/A	#N/A	#N/A	#N/A	#N/A	#N/A	#N/A	#N/A	#N/A	#N/A	#N/A	#N/A	#N/A	#N/A	#N/A
		0	0.00	0	0	0	0	0	#N/A	#N/A	#N/A	#N/A	#N/A	#N/A	#N/A	#N/A	#N/A	#N/A	#N/A	#N/A	#N/A	#N/A	#N/A	#N/A
		0	0.00	0	0	0	0	0	#N/A	#N/A	#N/A	#N/A	#N/A	#N/A	#N/A	#N/A	#N/A	#N/A	#N/A	#N/A	#N/A	#N/A	#N/A	#N/A
		0	0.00	0	0	0	0	0	#N/A	#N/A	#N/A	#N/A	#N/A	#N/A	#N/A	#N/A	#N/A	#N/A	#N/A	#N/A	#N/A	#N/A	#N/A	#N/A
		0	0.00	0	0	0	0	0	#N/A	#N/A	#N/A	#N/A	#N/A	#N/A	#N/A	#N/A	#N/A	#N/A	#N/A	#N/A	#N/A	#N/A	#N/A	#N/A
		0	0.00	0	0	0	0	0	#N/A	#N/A	#N/A	#N/A	#N/A	#N/A	#N/A	#N/A	#N/A	#N/A	#N/A	#N/A	#N/A	#N/A	#N/A	#N/A
		0	0.00	0	0	0	0	0	#N/A	#N/A	#N/A	#N/A	#N/A	#N/A	#N/A	#N/A	#N/A	#N/A	#N/A	#N/A	#N/A	#N/A	#N/A	#N/A
		0	0.00	0	0	0	0	0	#N/A	#N/A	#N/A	#N/A	#N/A	#N/A	#N/A	#N/A	#N/A	#N/A	#N/A	#N/A	#N/A	#N/A	#N/A	#N/A
		0	0.00	0	0	0	0	0	#N/A	#N/A	#N/A	#N/A	#N/A	#N/A	#N/A	#N/A	#N/A	#N/A	#N/A	#N/A	#N/A	#N/A	#N/A	#N/A
		0	0.00	0	0	0	0	0	#N/A	#N/A	#N/A	#N/A	#N/A	#N/A	#N/A	#N/A	#N/A	#N/A	#N/A	#N/A	#N/A	#N/A	#N/A	#N/A
		0	0.00	0	0	0	0	0	#N/A	#N/A	#N/A	#N/A	#N/A	#N/A	#N/A	#N/A	#N/A	#N/A	#N/A	#N/A	#N/A	#N/A	#N/A	#N/A
		0	0.00	0	0	0	0	0	#N/A	#N/A	#N/A	#N/A	#N/A	#N/A	#N/A	#N/A	#N/A	#N/A	#N/A	#N/A	#N/A	#N/A	#N/A	#N/A
		0	0.00	0	0	0	0	0	#N/A	#N/A	#N/A	#N/A	#N/A	#N/A	#N/A	#N/A	#N/A	#N/A	#N/A	#N/A	#N/A	#N/A	#N/A	#N/A
		0	0.00	0	0	0	0	0	#N/A	#N/A	#N/A	#N/A	#N/A	#N/A	#N/A	#N/A	#N/A	#N/A	#N/A	#N/A	#N/A	#N/A	#N/A	#N/A
		0	0.00	0	0	0	0	0	#N/A	#N/A	#N/A	#N/A	#N/A	#N/A	#N/A	#N/A	#N/A	#N/A	#N/A	#N/A	#N/A	#N/A	#N/A	#N/A

16mm													20mm
0	W/(m2xK)	100		150		200		250		300			0	W/(m2xK)	100		150		200		250		300
Flow temp	Room temp	Output (W/m2)	surface temp	Output (W/m2)	surface temp	Output (W/m2)	surface temp	Output (W/m2)	surface temp	Output (W/m2)	surface temp		Flow temp	Room temp	Output (W/m2)	surface temp	Output (W/m2)	surface temp	Output (W/m2)	surface temp	Output (W/m2)	surface temp	Output (W/m2)	surface temp
40	15					60.60	20.70						40	15					60.60	20.70
40	18					51.50	22.90						40	18					51.50	22.90
40	20					45.50	24.40						40	20					45.50	24.40
40	22					39.40	25.90						40	22					39.40	25.90
40	24					33.30	27.30						40	24					33.30	27.30
45	15					75.80	22.00						45	15					75.80	22.00
45	18					66.70	24.20						45	18					66.70	24.20
45	20					60.60	25.70						45	20					60.60	25.70
45	22					54.50	27.20						45	22					54.50	27.20
45	24					48.50	28.70						45	24					48.50	28.70
50	15					90.90	23.30						50	15					90.90	23.30
50	18					81.80	25.50						50	18					81.80	25.50
50	20					75.80	27.00						50	20					75.80	27.00
50	22					69.70	28.50						50	22					69.70	28.50
50	24					63.60	30.00						50	24					63.60	30.00
55	15					106.10	24.50						55	15					106.10	24.50
55	18					97.00	26.80						55	18					97.00	26.80
55	20					90.90	28.30						55	20					90.90	28.30
55	22					84.80	29.80						55	22					84.80	29.80
55	24					78.80	31.20						55	24					78.80	31.20
60	15					121.20	25.70						60	15					121.20	25.70
60	18					112.10	28.00						60	18					112.10	28.00
60	20					106.10	29.50						60	20					106.10	29.50
60	22					100.00	31.00						60	22					100.00	31.00
60	24					93.90	32.50						60	24					93.90	32.50
0.05	W/(m2xK)												0.05	W/(m2xK)
Flow temp	Room temp	Output (W/m2)	surface temp	Output (W/m2)	surface temp	Output (W/m2)	surface temp	Output (W/m2)	surface temp	Output (W/m2)	surface temp		Flow temp	Room temp	Output (W/m2)	surface temp	Output (W/m2)	surface temp	Output (W/m2)	surface temp	Output (W/m2)	surface temp	Output (W/m2)	surface temp
40	15					0.00	0.00						40	15
40	18					0.00	0.00						40	18
40	20					0.00	0.00						40	20
40	22					0.00	0.00						40	22
40	24					0.00	0.00						40	24
45	15					0.00	0.00						45	15
45	18					0.00	0.00						45	18
45	20					0.00	0.00						45	20
45	22					0.00	0.00						45	22
45	24					0.00	0.00						45	24
50	15					0.00	0.00						50	15
50	18					0.00	0.00						50	18
50	20					0.00	0.00						50	20
50	22					0.00	0.00						50	22
50	24					0.00	0.00						50	24
55	15					0.00	0.00						55	15
55	18					0.00	0.00						55	18
55	20					0.00	0.00						55	20
55	22					0.00	0.00						55	22
55	24					0.00	0.00						55	24
60	15					0.00	0.00						60	15
60	18					0.00	0.00						60	18
60	20					0.00	0.00						60	20
60	22					0.00	0.00						60	22
60	24					0.00	0.00						60	24
0.1	W/(m2xK)					0.00	0.00						0.1	W/(m2xK)
Flow temp	Room temp	Output (W/m2)	surface temp	Output (W/m2)	surface temp	Output (W/m2)	surface temp	Output (W/m2)	surface temp	Output (W/m2)	surface temp		Flow temp	Room temp	Output (W/m2)	surface temp	Output (W/m2)	surface temp	Output (W/m2)	surface temp	Output (W/m2)	surface temp	Output (W/m2)	surface temp
40	15					46.50	19.50						40	15					46.50	19.50
40	18					39.50	21.90						40	18					39.50	21.90
40	20					34.90	23.50						40	20					34.90	23.50
40	22					30.20	25.00						40	22					30.20	25.00
40	24					25.60	26.60						40	24					25.60	26.60
45	15					58.20	20.50						45	15					58.20	20.50
45	18					51.20	22.90						45	18					51.20	22.90
45	20					46.50	24.50						45	20					46.50	24.50
45	22					41.90	26.10						45	22					41.90	26.10
45	24					37.20	27.70						45	24					37.20	27.70
50	15					69.80	21.50						50	15					69.80	21.50
50	18					62.80	23.90						50	18					62.80	23.90
50	20					58.20	25.50						50	20					58.20	25.50
50	22					53.50	27.10						50	22					53.50	27.10
50	24					48.80	28.70						50	24					48.80	28.70
55	15					81.40	22.50						55	15					81.40	22.50
55	18					74.40	24.90						55	18					74.40	24.90
55	20					69.80	26.50						55	20					69.80	26.50
55	22					65.10	28.10						55	22					65.10	28.10
55	24					60.50	29.70						55	24					60.50	29.70
60	15					93.00	23.40						60	15					93.00	23.40
60	18					86.10	25.90						60	18					86.10	25.90
60	20					81.40	27.50						60	20					81.40	27.50
60	22					76.80	29.10						60	22					76.80	29.10
60	24					72.10	30.70						60	24					72.10	30.70
0.2	W/(m2xK)												0.15	W/(m2xK)
Flow temp	Room temp	Output (W/m2)	surface temp	Output (W/m2)	surface temp	Output (W/m2)	surface temp	Output (W/m2)	surface temp	Output (W/m2)	surface temp		Flow temp	Room temp	Output (W/m2)	surface temp	Output (W/m2)	surface temp	Output (W/m2)	surface temp	Output (W/m2)	surface temp	Output (W/m2)	surface temp
40	15					37.70	18.70						40	15					37.70	18.70
40	18					32.10	21.20						40	18					32.10	21.20
40	20					28.30	22.90						40	20					28.30	22.90
40	22					24.50	24.50						40	22					24.50	24.50
40	24					20.80	26.20						40	24					20.80	26.20
45	15					47.20	19.50						45	15					47.20	19.50
45	18					41.50	22.00						45	18					41.50	22.00
45	20					37.70	23.70						45	20					37.70	23.70
45	22					34.00	25.40						45	22					34.00	25.40
45	24					30.20	27.00						45	24					30.20	27.00
50	15					56.60	20.40						50	15					56.60	20.40
50	18					50.90	22.90						50	18					50.90	22.90
50	20					47.20	24.50						50	20					47.20	24.50
50	22					43.40	26.20						50	22					43.40	26.20
50	24					39.60	27.90						50	24					39.60	27.90
55	15					66.00	21.20						55	15					66.00	21.20
55	18					60.40	23.70						55	18					60.40	23.70
55	20					56.60	25.40						55	20					56.60	25.40
55	22					52.80	27.00						55	22					52.80	27.00
55	24					49.10	28.70						55	24					49.10	28.70
60	15					68.00	21.30						60	15					68.00	21.30
60	18					62.90	23.90						60	18					62.90	23.90
60	20					59.50	25.60						60	20					59.50	25.60
60	22					56.10	27.30						60	22					56.10	27.30
60	24					52.70	29.00						60	24					52.70	29.00

## UFH Guide
Room	Room Temp (⁰C)	Heat Loss for room (Watts)	Floor Type	MWT @ DOT (°C)	UFH active area (m²)	Unheated area by UFH (m²)	Pipe diameter (mm)	Pipe Spacing (mm)	Floor covering (W/(m² x K))	Amount of pipe required in room (m)	UFH output (W/m²)	Average surface temp (°C)	Total output by UFH (W)	Difference (W)					Floor type	flow temp	Pipe diameter	pipe spacing	pipe spacing (HEP)	floor covering	floor covering (suspended)	room temp
Family 1		#NAME?			0.00					0.00	0.00	0.00	0.00	#NAME?					Solid	35	16	100	200	0.00	0.00	15
		#N/A			0.00					0.00	0.00	0.00	0.00	#N/A					Suspended	40	20	150		0.05	0.10	18
		#N/A			0.00					0.00	0.00	0.00	0.00	#N/A					45		200		0.10	0.20	20
		#N/A			0.00					0.00	0.00	0.00	0.00	#N/A					50		250		0.15		22
		#N/A			0.00					0.00	0.00	0.00	0.00	#N/A					55		300				24
		#N/A			0.00					0.00	0.00	0.00	0.00	#N/A					60
		#N/A			0.00					0.00	0.00	0.00	0.00	#N/A
		#N/A			0.00					0.00	0.00	0.00	0.00	#N/A
		#N/A			0.00					0.00	0.00	0.00	0.00	#N/A
		#N/A			0.00					0.00	0.00	0.00	0.00	#N/A
		#N/A			0.00					0.00	0.00	0.00	0.00	#N/A
		#N/A			0.00					0.00	0.00	0.00	0.00	#N/A
		#N/A			0.00					0.00	0.00	0.00	0.00	#N/A
		#N/A			0.00					0.00	0.00	0.00	0.00	#N/A
		#N/A			0.00					0.00	0.00	0.00	0.00	#N/A
		#N/A			0.00					0.00	0.00	0.00	0.00	#N/A
		#N/A			0.00					0.00	0.00	0.00	0.00	#N/A
		#N/A			0.00					0.00	0.00	0.00	0.00	#N/A
		#N/A			0.00					0.00	0.00	0.00	0.00	#N/A
		#N/A			0.00					0.00	0.00	0.00	0.00	#N/A
		#N/A			0.00					0.00	0.00	0.00	0.00	#N/A
		#N/A			0.00					0.00	0.00	0.00	0.00	#N/A
		#N/A			0.00					0.00	0.00	0.00	0.00	#N/A
		#N/A			0.00					0.00	0.00	0.00	0.00	#N/A
		#N/A			0.00					0.00	0.00	0.00	0.00	#N/A
		#N/A			0.00					0.00	0.00	0.00	0.00	#N/A
		#N/A			0.00					0.00	0.00	0.00	0.00	#N/A
		#N/A			0.00					0.00	0.00	0.00	0.00	#N/A
		#N/A			0.00					0.00	0.00	0.00	0.00	#N/A
		#N/A			0.00					0.00	0.00	0.00	0.00	#N/A

				Green Flag =	Within interior zone (max. 29°C)
				Orange Flag =	Within bathroom zone (max. 33°C)
				Red Flag =	Within peripheral zone (max. 35°C)
				Stop sign =	Warning surface temp too high

## HP Rad sizing
Room	Room Temp (⁰C)	Heat Loss for room (Watts)	Mean Rad temp (⁰C)	Delta T (⁰C)	Radiator Height	Radiator Size (HxW)	Radiator Panel/Convector	No. of Rads in room	Output of Rad @ delta t 50⁰C (Watts)	Output of Rad at required delta t (Watts)	Heat Loss for room (Watts)	Difference (Watts)	Min Rad Size Required @ Delta t 50⁰C
Family 1	#NAME?	#NAME?	#NAME?	#NAME?					0.00	#NAME?	#NAME?	#NAME?	#NAME?					P1	K1	P+	K2	K3	P1	K1	P+	K2	K3
	#N/A	#N/A	#NAME?	#NAME?					0.00	#NAME?	#N/A	#NAME?	#NAME?					300		300	300x0500	-	255	373	491	-	£-	£18.04	£23.50	£26.14	£-
	#N/A	#N/A	#NAME?	#NAME?					0.00	#NAME?	#N/A	#NAME?	#NAME?					450		300	300x1000	-	509	745	982	1349	£-	£28.90	£40.05	£45.11	£92.62
	#N/A	#N/A	#NAME?	#NAME?					0.00	#NAME?	#N/A	#NAME?	#NAME?					500		300	300x1500	-	764	1118	1473	-	£-	£39.69	£56.14	£63.79	£-
	#N/A	#N/A	#NAME?	#NAME?					0.00	#NAME?	#N/A	#NAME?	#NAME?					600		300	300x2000	-	1018	1490	1964	2698	£-	£51.90	£74.36	£84.57	£173.40
	#N/A	#N/A	#NAME?	#NAME?					0.00	#NAME?	#N/A	#NAME?	#NAME?					700		300	300x2500	-	1273	1863	2455	-	£-	£87.11	£126.48	£143.84	£-
	#N/A	#N/A	#NAME?	#NAME?					0.00	#NAME?	#N/A	#NAME?	#NAME?					300	300x3000	-	1527	2235	2946	-	£-	£102.69	£151.95	£173.07	£-
	#N/A	#N/A	#NAME?	#NAME?					0.00	#NAME?	#N/A	#NAME?	#NAME?					P1			450	450x0400	190	302	422	548	-	£19.90	£19.73	£25.68	£28.47	£-
	#N/A	#N/A	#NAME?	#NAME?					0.00	#NAME?	#N/A	#NAME?	#NAME?					K1			450	450x0500	237	378	528	686	-	£21.94	£22.58	£30.03	£33.56	£-
	#N/A	#N/A	#NAME?	#NAME?					0.00	#NAME?	#N/A	#NAME?	#NAME?					P+			450	450x0600	284	454	633	823	-	£24.12	£25.59	£34.48	£38.70	£-
	#N/A	#N/A	#NAME?	#NAME?					0.00	#NAME?	#N/A	#NAME?	#NAME?					K2			450	450x0700	332	529	739	960	-	£26.32	£28.61	£38.95	£43.91	£-
	#N/A	#N/A	#NAME?	#NAME?					0.00	#NAME?	#N/A	#NAME?	#NAME?					K3			450	450x0800	379	605	844	1097	-	£30.61	£31.64	£43.46	£49.14	£-
	#N/A	#N/A	#NAME?	#NAME?					0.00	#NAME?	#N/A	#NAME?	#NAME?					450	450x0900	427	680	950	1234	-	£32.86	£34.72	£48.06	£54.49	£-
	#N/A	#N/A	#NAME?	#NAME?					0.00	#NAME?	#N/A	#NAME?	#NAME?					18			450	450x1000	474	756	1055	1371	-	£35.01	£37.68	£52.57	£59.67	£-
	#N/A	#N/A	#NAME?	#NAME?					0.00	#NAME?	#N/A	#NAME?	#NAME?					21			450	450x1100	-	832	1161	1508	-	£-	£40.76	£56.92	£64.76	£-
	#N/A	#N/A	#NAME?	#NAME?					0.00	#NAME?	#N/A	#NAME?	#NAME?					22			450	450x1200	569	907	1266	1645	-	£39.42	£43.72	£61.39	£69.93	£-
	#N/A	#N/A	#NAME?	#NAME?					0.00	#NAME?	#N/A	#NAME?	#NAME?					450	450x1400	664	1058	1477	1919	-	£43.79	£49.74	£70.19	£80.15	£-
	#N/A	#N/A	#NAME?	#NAME?					0.00	#NAME?	#N/A	#NAME?	#NAME?					1			450	450x1600	758	1210	1688	2194	-	£49.17	£56.81	£80.31	£92.03	£-
	#N/A	#N/A	#NAME?	#NAME?					0.00	#NAME?	#N/A	#NAME?	#NAME?					2			450	450x1800	-	1361	1899	2468	-	£-	£63.37	£89.99	£103.00	£-
	#N/A	#N/A	#NAME?	#NAME?					0.00	#NAME?	#N/A	#NAME?	#NAME?					3			450	450x2000	-	1512	2110	2742	-	£-	£69.66	£99.51	£114.08	£-
	#N/A	#N/A	#NAME?	#NAME?					0.00	#NAME?	#N/A	#NAME?	#NAME?					4			450	450x2200	-	1663	2321	3016	-	£-	£98.56	£141.62	£162.55	£-
	#N/A	#N/A	#NAME?	#NAME?					0.00	#NAME?	#N/A	#NAME?	#NAME?					5			450	450x2400	-	1814	2532	3290	-	£-	£111.64	£160.80	£184.50	£-
	#N/A	#N/A	#NAME?	#NAME?					0.00	#NAME?	#N/A	#NAME?	#NAME?					450	450x2600	-	1966	2743	3565	-	£-	£121.65	£175.74	£201.91	£-
	#N/A	#N/A	#NAME?	#NAME?					0.00	#NAME?	#N/A	#NAME?	#NAME?					450	450x2800	-	2117	2954	3939	-	£-	£131.25	£190.29	£218.71	£-
	#N/A	#N/A	#NAME?	#NAME?					0.00	#NAME?	#N/A	#NAME?	#NAME?					450	450x3000	-	2268	3165	4113	-	£-	£140.22	£204.25	£234.97	£-
	#N/A	#N/A	#NAME?	#NAME?					0.00	#NAME?	#N/A	#NAME?	#NAME?					500	500x0600	-	-	-	-	1234	£-	£-	£-	£-	£81.63
	#N/A	#N/A	#NAME?	#NAME?					0.00	#NAME?	#N/A	#NAME?	#NAME?					500	500x0700	-	-	-	-	1439	£-	£-	£-	£-	£92.44
	#N/A	#N/A	#NAME?	#NAME?					0.00	#NAME?	#N/A	#NAME?	#NAME?					500	500x0800	-	-	-	-	1645	£-	£-	£-	£-	£103.22
	#N/A	#N/A	#NAME?	#NAME?					0.00	#NAME?	#N/A	#NAME?	#NAME?					500	500x0900	-	-	-	-	1850	£-	£-	£-	£-	£114.92
	#N/A	#N/A	#NAME?	#NAME?					0.00	#NAME?	#N/A	#NAME?	#NAME?					500	500x1000	-	-	-	-	2056	£-	£-	£-	£-	£127.10
									Total:	#NAME?	#NAME?	#NAME?	#NAME?					500	500x1100	-	-	-	-	2262	£-	£-	£-	£-	£137.86
																		500	500x1200	-	-	-	-	2467	£-	£-	£-	£-	£148.58
Stelrad Correction Factor																		500	500x1400	-	-	-	-	2878	£-	£-	£-	£-	£170.35
Delta T (⁰C)																		500	500x1600	-	-	-	-	3290	£-	£-	£-	£-	£195.49
	5	0.050																500	500x1800	-	-	-	-	3701	£-	£-	£-	£-	£217.92
	10	0.123																500	500x2000	-	-	-	-	4112	£-	£-	£-	£-	£241.54
	15	0.209																500	500x2400	-	-	-	-	4934	£-	£-	£-	£-	£386.70
	20	0.304																600	600x0400	248	392	538	693	956	£22.76	£22.00	£32.78	£34.65	£66.39
	25	0.406																600	600x0500	310	490	673	866	1195	£25.34	£24.00	£36.28	£41.32	£78.75
	30	0.515																600	600x0600	371	588	807	1039	1433	£27.99	£27.00	£41.95	£46.99	£91.01
	35	0.629																600	600x0700	433	686	942	1212	1672	£30.79	£32.50	£47.61	£54.45	£103.38
	40	0.748																600	600x0800	495	784	1076	1386	1911	£35.56	£35.00	£53.30	£61.10	£115.68
	45	0.872																600	600x0900	557	882	1211	1559	2150	£38.36	£40.00	£59.12	£67.90	£128.96
																		600	600x1000	619	980	1345	1732	2389	£41.03	£43.00	£64.83	£73.99	£142.65
																		600	600x1100	-	1078	1480	1905	2628	£-	£49.00	£70.38	£81.06	£154.92
																		600	600x1200	743	1176	1614	2078	2867	£46.48	£52.00	£76.05	£87.66	£167.18
																		600	600x1400	867	1372	1883	2425	3345	£51.89	£61.64	£87.24	£100.75	£191.97
																		600	600x1600	990	1568	2152	2771	3822	£58.37	£70.42	£99.82	£115.68	£220.30
																		600	600x1800	-	1764	2421	3118	4300	£-	£78.87	£112.19	£129.82	£245.80
																		600	600x2000	-	1960	2690	3464	4778	£-	£86.94	£124.32	£144.02	£272.70
																		600	600x2200	-	2156	2959	3810	5734	£-	£123.19	£177.11	£205.37	£436.95
																		600	600x2400	-	2352	3228	4157	-	£-	£139.71	£201.42	£233.38	£-
																		600	600x2600	-	2548	3497	4503	-	£-	£152.45	£220.48	£255.63	£-
																		600	600x2800	-	2744	3766	4850	-	£-	£164.62	£238.85	£277.02	£-
																		600	600x3000	-	2940	4035	5196	-	£-	£176.10	£256.51	£297.73	£-
																		700	700x0400	-	447	612	784	-	£-	£26.14	£34.47	£38.80	£-
																		700	700x0500	-	559	765	981	1356	£-	£30.34	£40.82	£46.28	£87.49
																		700	700x0600	-	670	918	1177	1627	£-	£34.67	£47.24	£53.78	£101.30
																		700	700x0700	-	782	1071	1373	1898	£-	£39.06	£53.73	£61.39	£115.17
																		700	700x0800	-	894	1224	1569	2170	£-	£43.36	£60.16	£68.93	£129.00
																		700	700x0900	-	1005	1377	1765	2441	£-	£47.78	£66.75	£76.65	£143.89
																		700	700x1000	-	1117	1530	1961	2712	£-	£52.10	£73.26	£84.22	£159.08
																		700	700x1100	-	1229	1683	2157	2983	£-	£56.49	£79.58	£91.67	£172.87
																		700	700x1200	-	1340	1836	2353	3254	£-	£60.78	£86.02	£99.19	£186.65
																		700	700x1400	-	1564	2142	2745	3797	£-	£69.44	£98.76	£114.12	£214.50
																		700	700x1600	-	1787	2448	3138	4339	£-	£79.31	£112.98	£130.99	£246.04
																		700	700x1800	-	2011	2754	3530	4882	£-	£89.02	£127.12	£147.20	£274.65
																		700	700x2000	-	2234	3060	3922	5424	£-	£98.17	£140.90	£163.36	£304.82
																		700	700x2200	-	2457	3366	4314	-	£-	£139.22	£200.79	£233.03	£-
																		700	700x2400	-	2681	3672	4706	-	£-	£157.95	£228.40	£264.93	£-
																		700	700x2600	-	2904	3978	5099	-	£-	£172.43	£250.05	£290.26	£-
																		700	700x2800	-	3128	4284	5491	-	£-	£186.30	£270.96	£315.20	£-
																		700	700x3000	-	3351	4590	5883	-	£-	£199.36	£290.99	£338.16	£-

## Graphs
Estimated Fuel Price Comparison Calculations					Annual Running Cost
Energy Requirement (heating)				#N/A	kWhr/yr
Energy Requirement (hot water)				#NAME?
OIL
Price of oil per litre				£0.61
kWhr per litre				10.27	kWhr
Boiler Efficiency of existing Oil Boiler				88.00%	% SEDBUK
Efficiency of new Oil boiler				88.00%	% SEDBUK
			existing	9.04	kW hrs per litre oil
			new	9.04	kW hrs per litre oil
			existing	£0.07	£ per kWhr
			new	£0.07	£ per kWhr
ELECTRICITY / HEAT PUMP
Price of Unit of electricity				£0.14
SPF SH				350.00%
COP HW @ flow temp				200.00%
Energy Requirement (SH)				#N/A	kWhrs annual demand (Inc hot water)
Energy Requirement (HW)				#NAME?
Cost Htg Pump (£)				#N/A					CO2 Emissions
Cost Ground Pump (£)				#N/A
Cost Immersion (£)				#NAME?
GAS (natural)
Efficiency of proposed boiler (New)				90.00%	% SEDBUK
Price of Gas per kWhr				£0.05
Energy Requirement				#N/A	kWhrs annual demand (Inc hot water)
GAS LPG
Price of LPG per litre				0.52	Bulk purchase
kWhr per litre				6.60	Std Conversion
Boiler Efficiency				90.00%	Assumed if very new
				5.94	kW hrs per litre lpg
				0.09	Pence per kWhr
ELECTRIC BOILER
Price of Unit of electricity				£0.14
Energy Requirement				#N/A	kWhrs annual demand (Inc hot water)
ANNUAL COSTS
New Electric Boiler				#N/A	Electric
New High Efficient Gas Boiler				#N/A	Gas
Proposed Heat Pump				#N/A	Heat Pump
New High Efficient LPG Boiler				#N/A	LPG Gas
New High Efficient Oil Boiler				#N/A	Oil
CO2 EMISSIONS
Electric				0.494	kg CO2/kWh		#N/A	kWhrs
Gas				0.185	kg CO2/kWh		#N/A	kWhrs
Heat Pump				0.494	kg CO2/kWh		#N/A	kWhrs
LPG Gas				0.215	kg CO2/kWh		#N/A	kWhrs
Oil				0.247	kg CO2/kWh		#N/A	kWhrs

New Electric Boiler				#N/A	CO₂	New Electric Boiler
New High Efficient Gas Boiler				#N/A	CO₂	New High Efficient Gas Boiler
Proposed Heat Pump				#N/A	CO₂	Proposed Heat Pump
New High Efficient LPG Boiler				#N/A	CO₂	New High Efficient LPG Boiler
New High Efficient Oil Boiler				#N/A	CO₂	New High Efficient Oil Boiler

## Compliance Certificate v2.0
MCS Compliance Certificate
Heat Pump
NOTE: All fields require a value so please use N/A or 0 where question is not applicable.
1	GENERAL INFORMATION
1.1	Name of owner
1.2	Adress of installation
	Line 1
	Line 2
	Line 3
	Line 4
	Postcode
1.3	Adress of owner (if different to address of installation otherwise enter N/A)
	Line 1
	Line 2
	Line 3
	Line 4
	Postcode
2	DESIGN INFORMATION
	i) Intermittent or Continuous heating?
	ii) Design External Temperature (°C)
	iii) Total Building Heat Loss at Design Condition (kW)
3	HEAT EMITTER INFORMATION
	i) What Heat Emitter types are installed?
	ii) What is the temperature of water (°C) leaving the heat pump when supplying space heating at the design day condition?
	iii) Has a copy of the room by room calculations and heat emitter selections been given to the client?
4	DOMESTIC HOT WATER
	i) What is the maximum design water temperature (°C) leaving the heat pump when in hot water heating mode?	55
	ii) Has the DHWS reheat time been estimated and agreed with the customer?
5	IF GROUND SOURCE HEAT PUMP
	i) Type of ground heat exchanger: vertical/ horizontal/ slinky/ open loop / (if horizontal indicate minimum depth (m); if vertical indicate maximum depth (m))
	ii) Ground conductivity factor used
6	EPC
	i) EPC Number
	ii) EPC annual space heating (kWh/yr)
	iii) EPC annual hot water demand figure (kWh/yr)
7	I COMFIRM THAT:
	i) I am authorised to complete this certificate on behalf of the MCS Contractor named below	Yes
	ii) the customer will receive an MCS Installation Certificate within 10 working days of the installation commissioning date	Yes
	iii) MIS 3005 scheme requirements have been met (state issue number of MIS 3005 used)	5
	iv) the installation complies with system design as per the contract agreement	Yes
8	MCS Contractor
	i) Organisation Name:
	ii) Full Name and Job Title:
	iii) Date:
	iv) Signature:

## CC v2.0 Guidance
The following page provides guidance on completion of the compliance certificate. This spreadsheet is designed for upload to the MCS Installation Database (MID). / PLEASE NOTE that all cells shown in white on the compliance certificate require a value otherwise you will be unable to upload the form to the MCS Installation Database. A value of N/A or 0 can be entered in fields which are not applicable.

1. GENERAL INFORMATION		RELEVANT SECTION MIS 3005	GUIDANCE
1.1	Name of the owner	n/a	Enter the name of the owner.
1.2	Address of the installation	n/a	Enter the address where the heating system is installed.
1.3	Address of the owner	n/a	Enter the address of the owner. If the owner address is the same as the installation address enter N/A in all fields.
2. DESIGN INFORMATION
	i. Intermittent or Continuous heating?	4.2.1 a	Select 'intermittent' or 'continuous' as appropriate. / Intermittent heating means that the heating system has the ability to provide all the space heating requirement on the design day within a period of no more than 16 hours, without use of supplementary heaters. Continuous heating means that the heating system has the ability to provide all the space heating requirement on the design day within a period of no more than 24 hours (but taking more than 16 hours), without use of supplementary heaters.
	ii. Design External temperature (°C)	4.2.1 b, Table 2	Enter the design external temperature used in the heat loss calculation. Refer to 4.2.1b and Table 2 in MIS 3005.
	iii. Total Building Heat Loss at Design Condition (kW)	4.2.1a, b, c	Enter the total heat loss of the building in kW. NOTE see 70kW guidance paper as this may be an area of the property as opposed to the whole building.
3.HEAT EMITTER INFORMATION
	i. What Heat Emitter types are installed?	4.2.12 – 4.2.14 MCS021 Heat Emitter Guide for Domestic Heat Pumps	Referring to the emitter types listed in the Heat Emitter Guide, list all heat emitters installed. Note, it is only necessary to list the types of heat emitter installed in the property. It is not necessary to list the type and number of emitters installed in each room.
	ii. What is the temperature of water leaving the heat pump when supplying space heating at the design day condition?	4.2.1a, b, c	The maximum water temperature setting for water leaving the heat pump in heating mode in accordance with the design. This is likely to be less than the maximum the heat pump could achieve.
	iii. Has a copy of the room by room heat loss calculations and heat emitter selections been given to the client?	4.2.12 – 4.2.14 MCS021 Heat Emitter Guide for Domestic Heat Pumps	Confirm Yes or No.
4. DOMESTIC HOT WATER
	i. What is the maximum design water temperature in (°C) leaving the heat pump when in hot water heating mode?	4.2.3-4.2.7	The maximum water temperature setting for water leaving the heat pump when heating sanitary hot water. This should be as high as possible to maximise the stored temperature and reduce the need for direct electric immersion heaters to reduce bacterialogical multiplication.
	ii. Has the DHWS reheat time been estimated and agreed with the customer?	4.2.5	Select Yes or No.
5. IF GROUND SOURCE HEAT PUMPS
	i. Type of ground heat exchanger: vertical/ horizontal/ slinky/ open loop (if horizontal, indicate minimum depth (m); if vertical, indicate maximum depth (m)	4.2.19, MCS 022	For GSHP installations, enter the type of ground heat exchanger used. For horizontal, also enter the minimum depth; for vertical, also enter the maximum depth e.g (horizontal, 2m). / For other heat pump installations, enter N/A.
	ii. Ground conductivity factor used	4.2.23, Appendix C, MCS 022	This is the figure used in the calculations to size the ground array and should ideally be established using eirher a geotechnologist, specific experience from nearby projects or a site thermal test or combination thereof.
6. EPC	(IF APPLICABLE)
	i. EPC Number	4.3	Enter the EPC number if the premises is entitled to a domestic EPC, otherwise enter N/A.
	ii. EPC annual space heating / hot water demand figure (kWh/ry)	4.3	This figure normally appears at the bottom left hand side of the document and is the sum of the services heated by the heat pump e.g. heating and hot water energy figure added together if the
7. DECLARATIONS
I confirm that:
	i. I am authorised to complete the certificate on behalf of the MCS Contractor named below:	n/a	Select Yes or No
	ii. The customer will receive an MCS Installation certificate within 10 working days of the installation commissioning date	n/a	Select Yes or No
	iii. MIS 3005 scheme requirements have been met	n/a	Select the Issue of MIS 3005 that has been used. This version of the Compliance Certificate (v2.0) should only be used in conjunction with Issue 5.0 of MIS 3005.
	iv. The installation complies with system design as per the contract agreement	n/a	Select Yes or No
8. CONFIRMATION
	i. Organisation Name	n/a	Enter organisation name of the MCS Contractor responsible for the installation.
	ii. Full Name and Job Title:	n/a	State full name and job title of the person completing the compliance certificate.
	iii. Date:	n/a	State the date that the compliance certificate was completed.
	iv. Signature	n/a	Insert the signature of the person completing the certificate.

## 16
Room Information			Ventilation Heat Loss			Fabric	Heat Loss (W)	Usage (kWh)	Additional heat loss		Addition	Watts	kWh
Room			Air Changes per hour		#N/A	Floor	0.00	0.00			0.00%	#N/A	0.00		3 edges (long single)	Level					1
Level					0.33	Ext Wall	#N/A	0.00	Exposed location		0.00%	#N/A	0.00		3 edges (short single)	Please Select Floor	n/a	9.8	unheated	0.00%	0.00%	0.00%	2
		#N/A			0.00	Roof	#N/A	0.00	High ceiling		0.00%	#N/A	0.00		One edge	Ground floor	n/a		16	10.00%	20.00%	2.50%	3
		-2.40	Heat loss (W)		#N/A	Glazing	#N/A	0.00	Intermittent heating		0.00%	#N/A	0.00		Two adjacent	Mid-floor			18			5.00%	4
		#N/A	Estimated Energy usage (kWh)		0.00	Int./Party Wall	#N/A	0.00				Total Room Heat Loss (W)	#N/A		Two opposite	Single storey			21			7.50%	5
Degree Days		2425										Total Room Energy Usage (kWh)	0			Upper floor			22			10.00%	6
																0					7
Room Dimensions																		8
Length (m)		Width (m)		Height (m)			0.00											9
Length (m)		Width (m)		Height (m)			0.00											10
Length (m)		Width (m)		Height (m)			0.00
Awkward Room Dimensions
Length (m)		Width (m)		Height (m)			0.00	Pitched
Length (m)		Width (m)		Height (m)			0.00	Single Pitch
Length (m)		Height (m)		Depth (m)			0.00	Dormer 1
Length (m)		Height (m)		Depth (m)			0.00	Dormer 2
Length (m)		Height (m)		Depth (m)			0.00	Dormer 3
Floor								Temp Difference	Heat Loss (W)	Usage (kWh)	#N/A
Length (m)		Width (m)			0.00		0.00	0.00	0.00	0.00	n/a
Length (m)		Width (m)			0.00		0.00	0.00	0.00	0.00	Exposed floor (external)
Length (m)		Width (m)			0.00		0.00	0.00	0.00	0.00
External Wall
Length (m)		Height (m)			0.00
Length (m)		Height (m)			0.00
Length (m)		Height (m)			0.00
			Total		0.00		0.00	#N/A	#N/A	0.00
Ceiling (Flat)
Length (m)		Width (m)			0.00
Length (m)		Width (m)			0.00
Length (m)		Width (m)			0.00						Select Temp/Type of Space Above
			Total		0.00		0.00	0.00	0.00	0.00	Select...
Ceiling (Awkward)
Length (m)	0.00	Pitch (m)	0.00		0.00	Pitched
Length (m)	0.00	Pitch (m)	0.00		0.00	Single Pitch
			Total		0.00		0.00	#N/A	#N/A	0.00
Windows
Width (m)		Height (m)			0.00		0.00	#N/A	#N/A	0.00
Width (m)		Height (m)			0.00		0.00	#N/A	#N/A	0.00
Width (m)		Height (m)			0.00		0.00	#N/A	#N/A	0.00
Width (m)		Height (m)			0.00		0.00	#N/A	#N/A	0.00
Width (m)		Height (m)			0.00		0.00	#N/A	#N/A	0.00
Width (m)		Height (m)			0.00		0.00	#N/A	#N/A	0.00
Width (m)		Height (m)			0.00		0.00	#N/A	#N/A	0.00
Roof Glazing															Options for upper floor or single storey	Options for Ground or Mid Floor	Drop-Down List	U-Value Selector	Temp Diff Selector
Width (m)		Height (m)			0.00		0.00	#N/A	#N/A	0.00
Width (m)		Height (m)			0.00		0.00	#N/A	#N/A	0.00
Width (m)		Height (m)			0.00		0.00	#N/A	#N/A	0.00
Width (m)		Height (m)			0.00		0.00	#N/A	#N/A	0.00
External Doors																	Select...
Width (m)		Height (m)			0.00		0.00	#N/A	#N/A	0.00					Outside	Unheated	Outside	0	0
Width (m)		Height (m)			0.00		0.00	#N/A	#N/A	0.00					Unheated	16	Unheated	'Design Details'!C$69
Width (m)		Height (m)			0.00		0.00	#N/A	#N/A	0.00						18	0	'Design Details'!C$79
Width (m)		Height (m)			0.00		0.00	#N/A	#N/A	0.00						21	0
Internal Walls																22	0
Length (m)		Height (m)			0.00		0.00	0	0.00
Length (m)		Height (m)			0.00		0.00	0	0.00
Length (m)		Height (m)			0.00		0.00	0	0.00
Length (m)		Height (m)			0.00		0.00	0	0.00
Party Wall
Length (m)		Height (m)			0.00		0.00	#N/A	#N/A	0.00

## 17
Room Information			Ventilation Heat Loss			Fabric	Heat Loss (W)	Usage (kWh)	Additional heat loss		Addition	Watts	kWh
Room			Air Changes per hour		#N/A	Floor	0.00	0.00			0.00%	#N/A	0.00		3 edges (long single)	Level					1
Level					0.33	Ext Wall	#N/A	0.00	Exposed location		0.00%	#N/A	0.00		3 edges (short single)	Please Select Floor	n/a	9.8	unheated	0.00%	0.00%	0.00%	2
		#N/A			0.00	Roof	#N/A	0.00	High ceiling		0.00%	#N/A	0.00		One edge	Ground floor	n/a		16	10.00%	20.00%	2.50%	3
		-2.40	Heat loss (W)		#N/A	Glazing	#N/A	0.00	Intermittent heating		0.00%	#N/A	0.00		Two adjacent	Mid-floor			18			5.00%	4
		#N/A	Estimated Energy usage (kWh)		0.00	Int./Party Wall	#N/A	0.00				Total Room Heat Loss (W)	#N/A		Two opposite	Single storey			21			7.50%	5
Degree Days		2425										Total Room Energy Usage (kWh)	0			Upper floor			22			10.00%	6
																0					7
Room Dimensions																		8
Length (m)		Width (m)		Height (m)			0.00											9
Length (m)		Width (m)		Height (m)			0.00											10
Length (m)		Width (m)		Height (m)			0.00
Awkward Room Dimensions
Length (m)		Width (m)		Height (m)			0.00	Pitched
Length (m)		Width (m)		Height (m)			0.00	Single Pitch
Length (m)		Height (m)		Depth (m)			0.00	Dormer 1
Length (m)		Height (m)		Depth (m)			0.00	Dormer 2
Length (m)		Height (m)		Depth (m)			0.00	Dormer 3
Floor								Temp Difference	Heat Loss (W)	Usage (kWh)	#N/A
Length (m)		Width (m)			0.00		0.00	0.00	0.00	0.00	n/a
Length (m)		Width (m)			0.00		0.00	0.00	0.00	0.00	Exposed floor (external)
Length (m)		Width (m)			0.00		0.00	0.00	0.00	0.00
External Wall
Length (m)		Height (m)			0.00
Length (m)		Height (m)			0.00
Length (m)		Height (m)			0.00
			Total		0.00		0.00	#N/A	#N/A	0.00
Ceiling (Flat)
Length (m)		Width (m)			0.00
Length (m)		Width (m)			0.00
Length (m)		Width (m)			0.00						Select Temp/Type of Space Above
			Total		0.00		0.00	0.00	0.00	0.00	Select...
Ceiling (Awkward)
Length (m)	0.00	Pitch (m)	0.00		0.00	Pitched
Length (m)	0.00	Pitch (m)	0.00		0.00	Single Pitch
			Total		0.00		0.00	#N/A	#N/A	0.00
Windows
Width (m)		Height (m)			0.00		0.00	#N/A	#N/A	0.00
Width (m)		Height (m)			0.00		0.00	#N/A	#N/A	0.00
Width (m)		Height (m)			0.00		0.00	#N/A	#N/A	0.00
Width (m)		Height (m)			0.00		0.00	#N/A	#N/A	0.00
Width (m)		Height (m)			0.00		0.00	#N/A	#N/A	0.00
Width (m)		Height (m)			0.00		0.00	#N/A	#N/A	0.00
Width (m)		Height (m)			0.00		0.00	#N/A	#N/A	0.00
Roof Glazing															Options for upper floor or single storey	Options for Ground or Mid Floor	Drop-Down List	U-Value Selector	Temp Diff Selector
Width (m)		Height (m)			0.00		0.00	#N/A	#N/A	0.00
Width (m)		Height (m)			0.00		0.00	#N/A	#N/A	0.00
Width (m)		Height (m)			0.00		0.00	#N/A	#N/A	0.00
Width (m)		Height (m)			0.00		0.00	#N/A	#N/A	0.00
External Doors																	Select...
Width (m)		Height (m)			0.00		0.00	#N/A	#N/A	0.00					Outside	Unheated	Outside	0	0
Width (m)		Height (m)			0.00		0.00	#N/A	#N/A	0.00					Unheated	16	Unheated	'Design Details'!C$69
Width (m)		Height (m)			0.00		0.00	#N/A	#N/A	0.00						18	0	'Design Details'!C$79
Width (m)		Height (m)			0.00		0.00	#N/A	#N/A	0.00						21	0
Internal Walls																22	0
Length (m)		Height (m)			0.00		0.00	0	0.00
Length (m)		Height (m)			0.00		0.00	0	0.00
Length (m)		Height (m)			0.00		0.00	0	0.00
Length (m)		Height (m)			0.00		0.00	0	0.00
Party Wall
Length (m)		Height (m)			0.00		0.00	#N/A	#N/A	0.00

## 18
Room Information			Ventilation Heat Loss			Fabric	Heat Loss (W)	Usage (kWh)	Additional heat loss		Addition	Watts	kWh
Room			Air Changes per hour		#N/A	Floor	0.00	0.00			0.00%	#N/A	0.00		3 edges (long single)	Level					1
Level					0.33	Ext Wall	#N/A	0.00	Exposed location		0.00%	#N/A	0.00		3 edges (short single)	Please Select Floor	n/a	9.8	unheated	0.00%	0.00%	0.00%	2
		#N/A			0.00	Roof	#N/A	0.00	High ceiling		0.00%	#N/A	0.00		One edge	Ground floor	n/a		16	10.00%	20.00%	2.50%	3
		-2.40	Heat loss (W)		#N/A	Glazing	#N/A	0.00	Intermittent heating		0.00%	#N/A	0.00		Two adjacent	Mid-floor			18			5.00%	4
		#N/A	Estimated Energy usage (kWh)		0.00	Int./Party Wall	#N/A	0.00				Total Room Heat Loss (W)	#N/A		Two opposite	Single storey			21			7.50%	5
Degree Days		2425										Total Room Energy Usage (kWh)	0			Upper floor			22			10.00%	6
																0					7
Room Dimensions																		8
Length (m)		Width (m)		Height (m)			0.00											9
Length (m)		Width (m)		Height (m)			0.00											10
Length (m)		Width (m)		Height (m)			0.00
Awkward Room Dimensions
Length (m)		Width (m)		Height (m)			0.00	Pitched
Length (m)		Width (m)		Height (m)			0.00	Single Pitch
Length (m)		Height (m)		Depth (m)			0.00	Dormer 1
Length (m)		Height (m)		Depth (m)			0.00	Dormer 2
Length (m)		Height (m)		Depth (m)			0.00	Dormer 3
Floor								Temp Difference	Heat Loss (W)	Usage (kWh)	#N/A
Length (m)		Width (m)			0.00		0.00	0.00	0.00	0.00	n/a
Length (m)		Width (m)			0.00		0.00	0.00	0.00	0.00	Exposed floor (external)
Length (m)		Width (m)			0.00		0.00	0.00	0.00	0.00
External Wall
Length (m)		Height (m)			0.00
Length (m)		Height (m)			0.00
Length (m)		Height (m)			0.00
			Total		0.00		0.00	#N/A	#N/A	0.00
Ceiling (Flat)
Length (m)		Width (m)			0.00
Length (m)		Width (m)			0.00
Length (m)		Width (m)			0.00						Select Temp/Type of Space Above
			Total		0.00		0.00	0.00	0.00	0.00	Select...
Ceiling (Awkward)
Length (m)	0.00	Pitch (m)	0.00		0.00	Pitched
Length (m)	0.00	Pitch (m)	0.00		0.00	Single Pitch
			Total		0.00		0.00	#N/A	#N/A	0.00
Windows
Width (m)		Height (m)			0.00		0.00	#N/A	#N/A	0.00
Width (m)		Height (m)			0.00		0.00	#N/A	#N/A	0.00
Width (m)		Height (m)			0.00		0.00	#N/A	#N/A	0.00
Width (m)		Height (m)			0.00		0.00	#N/A	#N/A	0.00
Width (m)		Height (m)			0.00		0.00	#N/A	#N/A	0.00
Width (m)		Height (m)			0.00		0.00	#N/A	#N/A	0.00
Width (m)		Height (m)			0.00		0.00	#N/A	#N/A	0.00
Roof Glazing															Options for upper floor or single storey	Options for Ground or Mid Floor	Drop-Down List	U-Value Selector	Temp Diff Selector
Width (m)		Height (m)			0.00		0.00	#N/A	#N/A	0.00
Width (m)		Height (m)			0.00		0.00	#N/A	#N/A	0.00
Width (m)		Height (m)			0.00		0.00	#N/A	#N/A	0.00
Width (m)		Height (m)			0.00		0.00	#N/A	#N/A	0.00
External Doors																	Select...
Width (m)		Height (m)			0.00		0.00	#N/A	#N/A	0.00					Outside	Unheated	Outside	0	0
Width (m)		Height (m)			0.00		0.00	#N/A	#N/A	0.00					Unheated	16	Unheated	'Design Details'!C$69
Width (m)		Height (m)			0.00		0.00	#N/A	#N/A	0.00						18	0	'Design Details'!C$79
Width (m)		Height (m)			0.00		0.00	#N/A	#N/A	0.00						21	0
Internal Walls																22	0
Length (m)		Height (m)			0.00		0.00	0	0.00
Length (m)		Height (m)			0.00		0.00	0	0.00
Length (m)		Height (m)			0.00		0.00	0	0.00
Length (m)		Height (m)			0.00		0.00	0	0.00
Party Wall
Length (m)		Height (m)			0.00		0.00	#N/A	#N/A	0.00

## 19
Room Information			Ventilation Heat Loss			Fabric	Heat Loss (W)	Usage (kWh)	Additional heat loss		Addition	Watts	kWh
Room			Air Changes per hour		#N/A	Floor	0.00	0.00			0.00%	#N/A	0.00		3 edges (long single)	Level					1
Level					0.33	Ext Wall	#N/A	0.00	Exposed location		0.00%	#N/A	0.00		3 edges (short single)	Please Select Floor	n/a	9.8	unheated	0.00%	0.00%	0.00%	2
		#N/A			0.00	Roof	#N/A	0.00	High ceiling		0.00%	#N/A	0.00		One edge	Ground floor	n/a		16	10.00%	20.00%	2.50%	3
		-2.40	Heat loss (W)		#N/A	Glazing	#N/A	0.00	Intermittent heating		0.00%	#N/A	0.00		Two adjacent	Mid-floor			18			5.00%	4
		#N/A	Estimated Energy usage (kWh)		0.00	Int./Party Wall	#N/A	0.00				Total Room Heat Loss (W)	#N/A		Two opposite	Single storey			21			7.50%	5
Degree Days		2425										Total Room Energy Usage (kWh)	0			Upper floor			22			10.00%	6
																0					7
Room Dimensions																		8
Length (m)		Width (m)		Height (m)			0.00											9
Length (m)		Width (m)		Height (m)			0.00											10
Length (m)		Width (m)		Height (m)			0.00
Awkward Room Dimensions
Length (m)		Width (m)		Height (m)			0.00	Pitched
Length (m)		Width (m)		Height (m)			0.00	Single Pitch
Length (m)		Height (m)		Depth (m)			0.00	Dormer 1
Length (m)		Height (m)		Depth (m)			0.00	Dormer 2
Length (m)		Height (m)		Depth (m)			0.00	Dormer 3
Floor								Temp Difference	Heat Loss (W)	Usage (kWh)	#N/A
Length (m)		Width (m)			0.00		0.00	0.00	0.00	0.00	n/a
Length (m)		Width (m)			0.00		0.00	0.00	0.00	0.00	Exposed floor (external)
Length (m)		Width (m)			0.00		0.00	0.00	0.00	0.00
External Wall
Length (m)		Height (m)			0.00
Length (m)		Height (m)			0.00
Length (m)		Height (m)			0.00
			Total		0.00		0.00	#N/A	#N/A	0.00
Ceiling (Flat)
Length (m)		Width (m)			0.00
Length (m)		Width (m)			0.00
Length (m)		Width (m)			0.00						Select Temp/Type of Space Above
			Total		0.00		0.00	0.00	0.00	0.00	Select...
Ceiling (Awkward)
Length (m)	0.00	Pitch (m)	0.00		0.00	Pitched
Length (m)	0.00	Pitch (m)	0.00		0.00	Single Pitch
			Total		0.00		0.00	#N/A	#N/A	0.00
Windows
Width (m)		Height (m)			0.00		0.00	#N/A	#N/A	0.00
Width (m)		Height (m)			0.00		0.00	#N/A	#N/A	0.00
Width (m)		Height (m)			0.00		0.00	#N/A	#N/A	0.00
Width (m)		Height (m)			0.00		0.00	#N/A	#N/A	0.00
Width (m)		Height (m)			0.00		0.00	#N/A	#N/A	0.00
Width (m)		Height (m)			0.00		0.00	#N/A	#N/A	0.00
Width (m)		Height (m)			0.00		0.00	#N/A	#N/A	0.00
Roof Glazing															Options for upper floor or single storey	Options for Ground or Mid Floor	Drop-Down List	U-Value Selector	Temp Diff Selector
Width (m)		Height (m)			0.00		0.00	#N/A	#N/A	0.00
Width (m)		Height (m)			0.00		0.00	#N/A	#N/A	0.00
Width (m)		Height (m)			0.00		0.00	#N/A	#N/A	0.00
Width (m)		Height (m)			0.00		0.00	#N/A	#N/A	0.00
External Doors																	Select...
Width (m)		Height (m)			0.00		0.00	#N/A	#N/A	0.00					Outside	Unheated	Outside	0	0
Width (m)		Height (m)			0.00		0.00	#N/A	#N/A	0.00					Unheated	16	Unheated	'Design Details'!C$69
Width (m)		Height (m)			0.00		0.00	#N/A	#N/A	0.00						18	0	'Design Details'!C$79
Width (m)		Height (m)			0.00		0.00	#N/A	#N/A	0.00						21	0
Internal Walls																22	0
Length (m)		Height (m)			0.00		0.00	0	0.00
Length (m)		Height (m)			0.00		0.00	0	0.00
Length (m)		Height (m)			0.00		0.00	0	0.00
Length (m)		Height (m)			0.00		0.00	0	0.00
Party Wall
Length (m)		Height (m)			0.00		0.00	#N/A	#N/A	0.00

## 20
Room Information			Ventilation Heat Loss			Fabric	Heat Loss (W)	Usage (kWh)	Additional heat loss		Addition	Watts	kWh
Room			Air Changes per hour		#N/A	Floor	0.00	0.00			0.00%	#N/A	0.00		3 edges (long single)	Level					1
Level					0.33	Ext Wall	#N/A	0.00	Exposed location		0.00%	#N/A	0.00		3 edges (short single)	Please Select Floor	n/a	9.8	unheated	0.00%	0.00%	0.00%	2
		#N/A			0.00	Roof	#N/A	0.00	High ceiling		0.00%	#N/A	0.00		One edge	Ground floor	n/a		16	10.00%	20.00%	2.50%	3
		-2.40	Heat loss (W)		#N/A	Glazing	#N/A	0.00	Intermittent heating		0.00%	#N/A	0.00		Two adjacent	Mid-floor			18			5.00%	4
		#N/A	Estimated Energy usage (kWh)		0.00	Int./Party Wall	#N/A	0.00				Total Room Heat Loss (W)	#N/A		Two opposite	Single storey			21			7.50%	5
Degree Days		2425										Total Room Energy Usage (kWh)	0			Upper floor			22			10.00%	6
																0					7
Room Dimensions																		8
Length (m)		Width (m)		Height (m)			0.00											9
Length (m)		Width (m)		Height (m)			0.00											10
Length (m)		Width (m)		Height (m)			0.00
Awkward Room Dimensions
Length (m)		Width (m)		Height (m)			0.00	Pitched
Length (m)		Width (m)		Height (m)			0.00	Single Pitch
Length (m)		Height (m)		Depth (m)			0.00	Dormer 1
Length (m)		Height (m)		Depth (m)			0.00	Dormer 2
Length (m)		Height (m)		Depth (m)			0.00	Dormer 3
Floor								Temp Difference	Heat Loss (W)	Usage (kWh)	#N/A
Length (m)		Width (m)			0.00		0.00	0.00	0.00	0.00	n/a
Length (m)		Width (m)			0.00		0.00	0.00	0.00	0.00	Exposed floor (external)
Length (m)		Width (m)			0.00		0.00	0.00	0.00	0.00
External Wall
Length (m)		Height (m)			0.00
Length (m)		Height (m)			0.00
Length (m)		Height (m)			0.00
			Total		0.00		0.00	#N/A	#N/A	0.00
Ceiling (Flat)
Length (m)		Width (m)			0.00
Length (m)		Width (m)			0.00
Length (m)		Width (m)			0.00						Select Temp/Type of Space Above
			Total		0.00		0.00	0.00	0.00	0.00	Select...
Ceiling (Awkward)
Length (m)	0.00	Pitch (m)	0.00		0.00	Pitched
Length (m)	0.00	Pitch (m)	0.00		0.00	Single Pitch
			Total		0.00		0.00	#N/A	#N/A	0.00
Windows
Width (m)		Height (m)			0.00		0.00	#N/A	#N/A	0.00
Width (m)		Height (m)			0.00		0.00	#N/A	#N/A	0.00
Width (m)		Height (m)			0.00		0.00	#N/A	#N/A	0.00
Width (m)		Height (m)			0.00		0.00	#N/A	#N/A	0.00
Width (m)		Height (m)			0.00		0.00	#N/A	#N/A	0.00
Width (m)		Height (m)			0.00		0.00	#N/A	#N/A	0.00
Width (m)		Height (m)			0.00		0.00	#N/A	#N/A	0.00
Roof Glazing															Options for upper floor or single storey	Options for Ground or Mid Floor	Drop-Down List	U-Value Selector	Temp Diff Selector
Width (m)		Height (m)			0.00		0.00	#N/A	#N/A	0.00
Width (m)		Height (m)			0.00		0.00	#N/A	#N/A	0.00
Width (m)		Height (m)			0.00		0.00	#N/A	#N/A	0.00
Width (m)		Height (m)			0.00		0.00	#N/A	#N/A	0.00
External Doors																	Select...
Width (m)		Height (m)			0.00		0.00	#N/A	#N/A	0.00					Outside	Unheated	Outside	0	0
Width (m)		Height (m)			0.00		0.00	#N/A	#N/A	0.00					Unheated	16	Unheated	'Design Details'!C$69
Width (m)		Height (m)			0.00		0.00	#N/A	#N/A	0.00						18	0	'Design Details'!C$79
Width (m)		Height (m)			0.00		0.00	#N/A	#N/A	0.00						21	0
Internal Walls																22	0
Length (m)		Height (m)			0.00		0.00	0	0.00
Length (m)		Height (m)			0.00		0.00	0	0.00
Length (m)		Height (m)			0.00		0.00	0	0.00
Length (m)		Height (m)			0.00		0.00	0	0.00
Party Wall
Length (m)		Height (m)			0.00		0.00	#N/A	#N/A	0.00

## 21
Room Information			Ventilation Heat Loss			Fabric	Heat Loss (W)	Usage (kWh)	Additional heat loss		Addition	Watts	kWh
Room			Air Changes per hour		#N/A	Floor	0.00	0.00			0.00%	#N/A	0.00		3 edges (long single)	Level					1
Level					0.33	Ext Wall	#N/A	0.00	Exposed location		0.00%	#N/A	0.00		3 edges (short single)	Please Select Floor	n/a	9.8	unheated	0.00%	0.00%	0.00%	2
		#N/A			0.00	Roof	#N/A	0.00	High ceiling		0.00%	#N/A	0.00		One edge	Ground floor	n/a		16	10.00%	20.00%	2.50%	3
		-2.40	Heat loss (W)		#N/A	Glazing	#N/A	0.00	Intermittent heating		0.00%	#N/A	0.00		Two adjacent	Mid-floor			18			5.00%	4
		#N/A	Estimated Energy usage (kWh)		0.00	Int./Party Wall	#N/A	0.00				Total Room Heat Loss (W)	#N/A		Two opposite	Single storey			21			7.50%	5
Degree Days		2425										Total Room Energy Usage (kWh)	0			Upper floor			22			10.00%	6
																0					7
Room Dimensions																		8
Length (m)		Width (m)		Height (m)			0.00											9
Length (m)		Width (m)		Height (m)			0.00											10
Length (m)		Width (m)		Height (m)			0.00
Awkward Room Dimensions
Length (m)		Width (m)		Height (m)			0.00	Pitched
Length (m)		Width (m)		Height (m)			0.00	Single Pitch
Length (m)		Height (m)		Depth (m)			0.00	Dormer 1
Length (m)		Height (m)		Depth (m)			0.00	Dormer 2
Length (m)		Height (m)		Depth (m)			0.00	Dormer 3
Floor								Temp Difference	Heat Loss (W)	Usage (kWh)	#N/A
Length (m)		Width (m)			0.00		0.00	0.00	0.00	0.00	n/a
Length (m)		Width (m)			0.00		0.00	0.00	0.00	0.00	Exposed floor (external)
Length (m)		Width (m)			0.00		0.00	0.00	0.00	0.00
External Wall
Length (m)		Height (m)			0.00
Length (m)		Height (m)			0.00
Length (m)		Height (m)			0.00
			Total		0.00		0.00	#N/A	#N/A	0.00
Ceiling (Flat)
Length (m)		Width (m)			0.00
Length (m)		Width (m)			0.00
Length (m)		Width (m)			0.00						Select Temp/Type of Space Above
			Total		0.00		0.00	0.00	0.00	0.00	Select...
Ceiling (Awkward)
Length (m)	0.00	Pitch (m)	0.00		0.00	Pitched
Length (m)	0.00	Pitch (m)	0.00		0.00	Single Pitch
			Total		0.00		0.00	#N/A	#N/A	0.00
Windows
Width (m)		Height (m)			0.00		0.00	#N/A	#N/A	0.00
Width (m)		Height (m)			0.00		0.00	#N/A	#N/A	0.00
Width (m)		Height (m)			0.00		0.00	#N/A	#N/A	0.00
Width (m)		Height (m)			0.00		0.00	#N/A	#N/A	0.00
Width (m)		Height (m)			0.00		0.00	#N/A	#N/A	0.00
Width (m)		Height (m)			0.00		0.00	#N/A	#N/A	0.00
Width (m)		Height (m)			0.00		0.00	#N/A	#N/A	0.00
Roof Glazing															Options for upper floor or single storey	Options for Ground or Mid Floor	Drop-Down List	U-Value Selector	Temp Diff Selector
Width (m)		Height (m)			0.00		0.00	#N/A	#N/A	0.00
Width (m)		Height (m)			0.00		0.00	#N/A	#N/A	0.00
Width (m)		Height (m)			0.00		0.00	#N/A	#N/A	0.00
Width (m)		Height (m)			0.00		0.00	#N/A	#N/A	0.00
External Doors																	Select...
Width (m)		Height (m)			0.00		0.00	#N/A	#N/A	0.00					Outside	Unheated	Outside	0	0
Width (m)		Height (m)			0.00		0.00	#N/A	#N/A	0.00					Unheated	16	Unheated	'Design Details'!C$69
Width (m)		Height (m)			0.00		0.00	#N/A	#N/A	0.00						18	0	'Design Details'!C$79
Width (m)		Height (m)			0.00		0.00	#N/A	#N/A	0.00						21	0
Internal Walls																22	0
Length (m)		Height (m)			0.00		0.00	0	0.00
Length (m)		Height (m)			0.00		0.00	0	0.00
Length (m)		Height (m)			0.00		0.00	0	0.00
Length (m)		Height (m)			0.00		0.00	0	0.00
Party Wall
Length (m)		Height (m)			0.00		0.00	#N/A	#N/A	0.00

## 22
Room Information			Ventilation Heat Loss			Fabric	Heat Loss (W)	Usage (kWh)	Additional heat loss		Addition	Watts	kWh
Room			Air Changes per hour		#N/A	Floor	0.00	0.00			0.00%	#N/A	0.00		3 edges (long single)	Level					1
Level					0.33	Ext Wall	#N/A	0.00	Exposed location		0.00%	#N/A	0.00		3 edges (short single)	Please Select Floor	n/a	9.8	unheated	0.00%	0.00%	0.00%	2
		#N/A			0.00	Roof	#N/A	0.00	High ceiling		0.00%	#N/A	0.00		One edge	Ground floor	n/a		16	10.00%	20.00%	2.50%	3
		-2.40	Heat loss (W)		#N/A	Glazing	#N/A	0.00	Intermittent heating		0.00%	#N/A	0.00		Two adjacent	Mid-floor			18			5.00%	4
		#N/A	Estimated Energy usage (kWh)		0.00	Int./Party Wall	#N/A	0.00				Total Room Heat Loss (W)	#N/A		Two opposite	Single storey			21			7.50%	5
Degree Days		2425										Total Room Energy Usage (kWh)	0			Upper floor			22			10.00%	6
																0					7
Room Dimensions																		8
Length (m)		Width (m)		Height (m)			0.00											9
Length (m)		Width (m)		Height (m)			0.00											10
Length (m)		Width (m)		Height (m)			0.00
Awkward Room Dimensions
Length (m)		Width (m)		Height (m)			0.00	Pitched
Length (m)		Width (m)		Height (m)			0.00	Single Pitch
Length (m)		Height (m)		Depth (m)			0.00	Dormer 1
Length (m)		Height (m)		Depth (m)			0.00	Dormer 2
Length (m)		Height (m)		Depth (m)			0.00	Dormer 3
Floor								Temp Difference	Heat Loss (W)	Usage (kWh)	#N/A
Length (m)		Width (m)			0.00		0.00	0.00	0.00	0.00	n/a
Length (m)		Width (m)			0.00		0.00	0.00	0.00	0.00	Exposed floor (external)
Length (m)		Width (m)			0.00		0.00	0.00	0.00	0.00
External Wall
Length (m)		Height (m)			0.00
Length (m)		Height (m)			0.00
Length (m)		Height (m)			0.00
			Total		0.00		0.00	#N/A	#N/A	0.00
Ceiling (Flat)
Length (m)		Width (m)			0.00
Length (m)		Width (m)			0.00
Length (m)		Width (m)			0.00						Select Temp/Type of Space Above
			Total		0.00		0.00	0.00	0.00	0.00	Select...
Ceiling (Awkward)
Length (m)	0.00	Pitch (m)	0.00		0.00	Pitched
Length (m)	0.00	Pitch (m)	0.00		0.00	Single Pitch
			Total		0.00		0.00	#N/A	#N/A	0.00
Windows
Width (m)		Height (m)			0.00		0.00	#N/A	#N/A	0.00
Width (m)		Height (m)			0.00		0.00	#N/A	#N/A	0.00
Width (m)		Height (m)			0.00		0.00	#N/A	#N/A	0.00
Width (m)		Height (m)			0.00		0.00	#N/A	#N/A	0.00
Width (m)		Height (m)			0.00		0.00	#N/A	#N/A	0.00
Width (m)		Height (m)			0.00		0.00	#N/A	#N/A	0.00
Width (m)		Height (m)			0.00		0.00	#N/A	#N/A	0.00
Roof Glazing															Options for upper floor or single storey	Options for Ground or Mid Floor	Drop-Down List	U-Value Selector	Temp Diff Selector
Width (m)		Height (m)			0.00		0.00	#N/A	#N/A	0.00
Width (m)		Height (m)			0.00		0.00	#N/A	#N/A	0.00
Width (m)		Height (m)			0.00		0.00	#N/A	#N/A	0.00
Width (m)		Height (m)			0.00		0.00	#N/A	#N/A	0.00
External Doors																	Select...
Width (m)		Height (m)			0.00		0.00	#N/A	#N/A	0.00					Outside	Unheated	Outside	0	0
Width (m)		Height (m)			0.00		0.00	#N/A	#N/A	0.00					Unheated	16	Unheated	'Design Details'!C$69
Width (m)		Height (m)			0.00		0.00	#N/A	#N/A	0.00						18	0	'Design Details'!C$79
Width (m)		Height (m)			0.00		0.00	#N/A	#N/A	0.00						21	0
Internal Walls																22	0
Length (m)		Height (m)			0.00		0.00	0	0.00
Length (m)		Height (m)			0.00		0.00	0	0.00
Length (m)		Height (m)			0.00		0.00	0	0.00
Length (m)		Height (m)			0.00		0.00	0	0.00
Party Wall
Length (m)		Height (m)			0.00		0.00	#N/A	#N/A	0.00

## 23
Room Information			Ventilation Heat Loss			Fabric	Heat Loss (W)	Usage (kWh)	Additional heat loss		Addition	Watts	kWh
Room			Air Changes per hour		#N/A	Floor	0.00	0.00			0.00%	#N/A	0.00		3 edges (long single)	Level					1
Level					0.33	Ext Wall	#N/A	0.00	Exposed location		0.00%	#N/A	0.00		3 edges (short single)	Please Select Floor	n/a	9.8	unheated	0.00%	0.00%	0.00%	2
		#N/A			0.00	Roof	#N/A	0.00	High ceiling		0.00%	#N/A	0.00		One edge	Ground floor	n/a		16	10.00%	20.00%	2.50%	3
		-2.40	Heat loss (W)		#N/A	Glazing	#N/A	0.00	Intermittent heating		0.00%	#N/A	0.00		Two adjacent	Mid-floor			18			5.00%	4
		#N/A	Estimated Energy usage (kWh)		0.00	Int./Party Wall	#N/A	0.00				Total Room Heat Loss (W)	#N/A		Two opposite	Single storey			21			7.50%	5
Degree Days		2425										Total Room Energy Usage (kWh)	0			Upper floor			22			10.00%	6
																0					7
Room Dimensions																		8
Length (m)		Width (m)		Height (m)			0.00											9
Length (m)		Width (m)		Height (m)			0.00											10
Length (m)		Width (m)		Height (m)			0.00
Awkward Room Dimensions
Length (m)		Width (m)		Height (m)			0.00	Pitched
Length (m)		Width (m)		Height (m)			0.00	Single Pitch
Length (m)		Height (m)		Depth (m)			0.00	Dormer 1
Length (m)		Height (m)		Depth (m)			0.00	Dormer 2
Length (m)		Height (m)		Depth (m)			0.00	Dormer 3
Floor								Temp Difference	Heat Loss (W)	Usage (kWh)	#N/A
Length (m)		Width (m)			0.00		0.00	0.00	0.00	0.00	n/a
Length (m)		Width (m)			0.00		0.00	0.00	0.00	0.00	Exposed floor (external)
Length (m)		Width (m)			0.00		0.00	0.00	0.00	0.00
External Wall
Length (m)		Height (m)			0.00
Length (m)		Height (m)			0.00
Length (m)		Height (m)			0.00
			Total		0.00		0.00	#N/A	#N/A	0.00
Ceiling (Flat)
Length (m)		Width (m)			0.00
Length (m)		Width (m)			0.00
Length (m)		Width (m)			0.00						Select Temp/Type of Space Above
			Total		0.00		0.00	0.00	0.00	0.00	Select...
Ceiling (Awkward)
Length (m)	0.00	Pitch (m)	0.00		0.00	Pitched
Length (m)	0.00	Pitch (m)	0.00		0.00	Single Pitch
			Total		0.00		0.00	#N/A	#N/A	0.00
Windows
Width (m)		Height (m)			0.00		0.00	#N/A	#N/A	0.00
Width (m)		Height (m)			0.00		0.00	#N/A	#N/A	0.00
Width (m)		Height (m)			0.00		0.00	#N/A	#N/A	0.00
Width (m)		Height (m)			0.00		0.00	#N/A	#N/A	0.00
Width (m)		Height (m)			0.00		0.00	#N/A	#N/A	0.00
Width (m)		Height (m)			0.00		0.00	#N/A	#N/A	0.00
Width (m)		Height (m)			0.00		0.00	#N/A	#N/A	0.00
Roof Glazing															Options for upper floor or single storey	Options for Ground or Mid Floor	Drop-Down List	U-Value Selector	Temp Diff Selector
Width (m)		Height (m)			0.00		0.00	#N/A	#N/A	0.00
Width (m)		Height (m)			0.00		0.00	#N/A	#N/A	0.00
Width (m)		Height (m)			0.00		0.00	#N/A	#N/A	0.00
Width (m)		Height (m)			0.00		0.00	#N/A	#N/A	0.00
External Doors																	Select...
Width (m)		Height (m)			0.00		0.00	#N/A	#N/A	0.00					Outside	Unheated	Outside	0	0
Width (m)		Height (m)			0.00		0.00	#N/A	#N/A	0.00					Unheated	16	Unheated	'Design Details'!C$69
Width (m)		Height (m)			0.00		0.00	#N/A	#N/A	0.00						18	0	'Design Details'!C$79
Width (m)		Height (m)			0.00		0.00	#N/A	#N/A	0.00						21	0
Internal Walls																22	0
Length (m)		Height (m)			0.00		0.00	0	0.00
Length (m)		Height (m)			0.00		0.00	0	0.00
Length (m)		Height (m)			0.00		0.00	0	0.00
Length (m)		Height (m)			0.00		0.00	0	0.00
Party Wall
Length (m)		Height (m)			0.00		0.00	#N/A	#N/A	0.00

## 24
Room Information			Ventilation Heat Loss			Fabric	Heat Loss (W)	Usage (kWh)	Additional heat loss		Addition	Watts	kWh
Room			Air Changes per hour		#N/A	Floor	0.00	0.00			0.00%	#N/A	0.00		3 edges (long single)	Level					1
Level					0.33	Ext Wall	#N/A	0.00	Exposed location		0.00%	#N/A	0.00		3 edges (short single)	Please Select Floor	n/a	9.8	unheated	0.00%	0.00%	0.00%	2
		#N/A			0.00	Roof	#N/A	0.00	High ceiling		0.00%	#N/A	0.00		One edge	Ground floor	n/a		16	10.00%	20.00%	2.50%	3
		-2.40	Heat loss (W)		#N/A	Glazing	#N/A	0.00	Intermittent heating		0.00%	#N/A	0.00		Two adjacent	Mid-floor			18			5.00%	4
		#N/A	Estimated Energy usage (kWh)		0.00	Int./Party Wall	#N/A	0.00				Total Room Heat Loss (W)	#N/A		Two opposite	Single storey			21			7.50%	5
Degree Days		2425										Total Room Energy Usage (kWh)	0			Upper floor			22			10.00%	6
																0					7
Room Dimensions																		8
Length (m)		Width (m)		Height (m)			0.00											9
Length (m)		Width (m)		Height (m)			0.00											10
Length (m)		Width (m)		Height (m)			0.00
Awkward Room Dimensions
Length (m)		Width (m)		Height (m)			0.00	Pitched
Length (m)		Width (m)		Height (m)			0.00	Single Pitch
Length (m)		Height (m)		Depth (m)			0.00	Dormer 1
Length (m)		Height (m)		Depth (m)			0.00	Dormer 2
Length (m)		Height (m)		Depth (m)			0.00	Dormer 3
Floor								Temp Difference	Heat Loss (W)	Usage (kWh)	#N/A
Length (m)		Width (m)			0.00		0.00	0.00	0.00	0.00	n/a
Length (m)		Width (m)			0.00		0.00	0.00	0.00	0.00	Exposed floor (external)
Length (m)		Width (m)			0.00		0.00	0.00	0.00	0.00
External Wall
Length (m)		Height (m)			0.00
Length (m)		Height (m)			0.00
Length (m)		Height (m)			0.00
			Total		0.00		0.00	#N/A	#N/A	0.00
Ceiling (Flat)
Length (m)		Width (m)			0.00
Length (m)		Width (m)			0.00
Length (m)		Width (m)			0.00						Select Temp/Type of Space Above
			Total		0.00		0.00	0.00	0.00	0.00	Select...
Ceiling (Awkward)
Length (m)	0.00	Pitch (m)	0.00		0.00	Pitched
Length (m)	0.00	Pitch (m)	0.00		0.00	Single Pitch
			Total		0.00		0.00	#N/A	#N/A	0.00
Windows
Width (m)		Height (m)			0.00		0.00	#N/A	#N/A	0.00
Width (m)		Height (m)			0.00		0.00	#N/A	#N/A	0.00
Width (m)		Height (m)			0.00		0.00	#N/A	#N/A	0.00
Width (m)		Height (m)			0.00		0.00	#N/A	#N/A	0.00
Width (m)		Height (m)			0.00		0.00	#N/A	#N/A	0.00
Width (m)		Height (m)			0.00		0.00	#N/A	#N/A	0.00
Width (m)		Height (m)			0.00		0.00	#N/A	#N/A	0.00
Roof Glazing															Options for upper floor or single storey	Options for Ground or Mid Floor	Drop-Down List	U-Value Selector	Temp Diff Selector
Width (m)		Height (m)			0.00		0.00	#N/A	#N/A	0.00
Width (m)		Height (m)			0.00		0.00	#N/A	#N/A	0.00
Width (m)		Height (m)			0.00		0.00	#N/A	#N/A	0.00
Width (m)		Height (m)			0.00		0.00	#N/A	#N/A	0.00
External Doors																	Select...
Width (m)		Height (m)			0.00		0.00	#N/A	#N/A	0.00					Outside	Unheated	Outside	0	0
Width (m)		Height (m)			0.00		0.00	#N/A	#N/A	0.00					Unheated	16	Unheated	'Design Details'!C$69
Width (m)		Height (m)			0.00		0.00	#N/A	#N/A	0.00						18	0	'Design Details'!C$79
Width (m)		Height (m)			0.00		0.00	#N/A	#N/A	0.00						21	0
Internal Walls																22	0
Length (m)		Height (m)			0.00		0.00	0	0.00
Length (m)		Height (m)			0.00		0.00	0	0.00
Length (m)		Height (m)			0.00		0.00	0	0.00
Length (m)		Height (m)			0.00		0.00	0	0.00
Party Wall
Length (m)		Height (m)			0.00		0.00	#N/A	#N/A	0.00

## 25
Room Information			Ventilation Heat Loss			Fabric	Heat Loss (W)	Usage (kWh)	Additional heat loss		Addition	Watts	kWh
Room			Air Changes per hour		#N/A	Floor	0.00	0.00			0.00%	#N/A	0.00		3 edges (long single)	Level					1
Level					0.33	Ext Wall	#N/A	0.00	Exposed location		0.00%	#N/A	0.00		3 edges (short single)	Please Select Floor	n/a	9.8	unheated	0.00%	0.00%	0.00%	2
		#N/A			0.00	Roof	#N/A	0.00	High ceiling		0.00%	#N/A	0.00		One edge	Ground floor	n/a		16	10.00%	20.00%	2.50%	3
		-2.40	Heat loss (W)		#N/A	Glazing	#N/A	0.00	Intermittent heating		0.00%	#N/A	0.00		Two adjacent	Mid-floor			18			5.00%	4
		#N/A	Estimated Energy usage (kWh)		0.00	Int./Party Wall	#N/A	0.00				Total Room Heat Loss (W)	#N/A		Two opposite	Single storey			21			7.50%	5
Degree Days		2425										Total Room Energy Usage (kWh)	0			Upper floor			22			10.00%	6
																0					7
Room Dimensions																		8
Length (m)		Width (m)		Height (m)			0.00											9
Length (m)		Width (m)		Height (m)			0.00											10
Length (m)		Width (m)		Height (m)			0.00
Awkward Room Dimensions
Length (m)		Width (m)		Height (m)			0.00	Pitched
Length (m)		Width (m)		Height (m)			0.00	Single Pitch
Length (m)		Height (m)		Depth (m)			0.00	Dormer 1
Length (m)		Height (m)		Depth (m)			0.00	Dormer 2
Length (m)		Height (m)		Depth (m)			0.00	Dormer 3
Floor								Temp Difference	Heat Loss (W)	Usage (kWh)	#N/A
Length (m)		Width (m)			0.00		0.00	0.00	0.00	0.00	n/a
Length (m)		Width (m)			0.00		0.00	0.00	0.00	0.00	Exposed floor (external)
Length (m)		Width (m)			0.00		0.00	0.00	0.00	0.00
External Wall
Length (m)		Height (m)			0.00
Length (m)		Height (m)			0.00
Length (m)		Height (m)			0.00
			Total		0.00		0.00	#N/A	#N/A	0.00
Ceiling (Flat)
Length (m)		Width (m)			0.00
Length (m)		Width (m)			0.00
Length (m)		Width (m)			0.00						Select Temp/Type of Space Above
			Total		0.00		0.00	0.00	0.00	0.00	Select...
Ceiling (Awkward)
Length (m)	0.00	Pitch (m)	0.00		0.00	Pitched
Length (m)	0.00	Pitch (m)	0.00		0.00	Single Pitch
			Total		0.00		0.00	#N/A	#N/A	0.00
Windows
Width (m)		Height (m)			0.00		0.00	#N/A	#N/A	0.00
Width (m)		Height (m)			0.00		0.00	#N/A	#N/A	0.00
Width (m)		Height (m)			0.00		0.00	#N/A	#N/A	0.00
Width (m)		Height (m)			0.00		0.00	#N/A	#N/A	0.00
Width (m)		Height (m)			0.00		0.00	#N/A	#N/A	0.00
Width (m)		Height (m)			0.00		0.00	#N/A	#N/A	0.00
Width (m)		Height (m)			0.00		0.00	#N/A	#N/A	0.00
Roof Glazing															Options for upper floor or single storey	Options for Ground or Mid Floor	Drop-Down List	U-Value Selector	Temp Diff Selector
Width (m)		Height (m)			0.00		0.00	#N/A	#N/A	0.00
Width (m)		Height (m)			0.00		0.00	#N/A	#N/A	0.00
Width (m)		Height (m)			0.00		0.00	#N/A	#N/A	0.00
Width (m)		Height (m)			0.00		0.00	#N/A	#N/A	0.00
External Doors																	Select...
Width (m)		Height (m)			0.00		0.00	#N/A	#N/A	0.00					Outside	Unheated	Outside	0	0
Width (m)		Height (m)			0.00		0.00	#N/A	#N/A	0.00					Unheated	16	Unheated	'Design Details'!C$69
Width (m)		Height (m)			0.00		0.00	#N/A	#N/A	0.00						18	0	'Design Details'!C$79
Width (m)		Height (m)			0.00		0.00	#N/A	#N/A	0.00						21	0
Internal Walls																22	0
Length (m)		Height (m)			0.00		0.00	0	0.00
Length (m)		Height (m)			0.00		0.00	0	0.00
Length (m)		Height (m)			0.00		0.00	0	0.00
Length (m)		Height (m)			0.00		0.00	0	0.00
Party Wall
Length (m)		Height (m)			0.00		0.00	#N/A	#N/A	0.00

## 26
Room Information			Ventilation Heat Loss			Fabric	Heat Loss (W)	Usage (kWh)	Additional heat loss		Addition	Watts	kWh
Room			Air Changes per hour		#N/A	Floor	0.00	0.00			0.00%	#N/A	0.00		3 edges (long single)	Level					1
Level					0.33	Ext Wall	#N/A	0.00	Exposed location		0.00%	#N/A	0.00		3 edges (short single)	Please Select Floor	n/a	9.8	unheated	0.00%	0.00%	0.00%	2
		#N/A			0.00	Roof	#N/A	0.00	High ceiling		0.00%	#N/A	0.00		One edge	Ground floor	n/a		16	10.00%	20.00%	2.50%	3
		-2.40	Heat loss (W)		#N/A	Glazing	#N/A	0.00	Intermittent heating		0.00%	#N/A	0.00		Two adjacent	Mid-floor			18			5.00%	4
		#N/A	Estimated Energy usage (kWh)		0.00	Int./Party Wall	#N/A	0.00				Total Room Heat Loss (W)	#N/A		Two opposite	Single storey			21			7.50%	5
Degree Days		2425										Total Room Energy Usage (kWh)	0			Upper floor			22			10.00%	6
																0					7
Room Dimensions																		8
Length (m)		Width (m)		Height (m)			0.00											9
Length (m)		Width (m)		Height (m)			0.00											10
Length (m)		Width (m)		Height (m)			0.00
Awkward Room Dimensions
Length (m)		Width (m)		Height (m)			0.00	Pitched
Length (m)		Width (m)		Height (m)			0.00	Single Pitch
Length (m)		Height (m)		Depth (m)			0.00	Dormer 1
Length (m)		Height (m)		Depth (m)			0.00	Dormer 2
Length (m)		Height (m)		Depth (m)			0.00	Dormer 3
Floor								Temp Difference	Heat Loss (W)	Usage (kWh)	#N/A
Length (m)		Width (m)			0.00		0.00	0.00	0.00	0.00	n/a
Length (m)		Width (m)			0.00		0.00	0.00	0.00	0.00	Exposed floor (external)
Length (m)		Width (m)			0.00		0.00	0.00	0.00	0.00
External Wall
Length (m)		Height (m)			0.00
Length (m)		Height (m)			0.00
Length (m)		Height (m)			0.00
			Total		0.00		0.00	#N/A	#N/A	0.00
Ceiling (Flat)
Length (m)		Width (m)			0.00
Length (m)		Width (m)			0.00
Length (m)		Width (m)			0.00						Select Temp/Type of Space Above
			Total		0.00		0.00	0.00	0.00	0.00	Select...
Ceiling (Awkward)
Length (m)	0.00	Pitch (m)	0.00		0.00	Pitched
Length (m)	0.00	Pitch (m)	0.00		0.00	Single Pitch
			Total		0.00		0.00	#N/A	#N/A	0.00
Windows
Width (m)		Height (m)			0.00		0.00	#N/A	#N/A	0.00
Width (m)		Height (m)			0.00		0.00	#N/A	#N/A	0.00
Width (m)		Height (m)			0.00		0.00	#N/A	#N/A	0.00
Width (m)		Height (m)			0.00		0.00	#N/A	#N/A	0.00
Width (m)		Height (m)			0.00		0.00	#N/A	#N/A	0.00
Width (m)		Height (m)			0.00		0.00	#N/A	#N/A	0.00
Width (m)		Height (m)			0.00		0.00	#N/A	#N/A	0.00
Roof Glazing															Options for upper floor or single storey	Options for Ground or Mid Floor	Drop-Down List	U-Value Selector	Temp Diff Selector
Width (m)		Height (m)			0.00		0.00	#N/A	#N/A	0.00
Width (m)		Height (m)			0.00		0.00	#N/A	#N/A	0.00
Width (m)		Height (m)			0.00		0.00	#N/A	#N/A	0.00
Width (m)		Height (m)			0.00		0.00	#N/A	#N/A	0.00
External Doors																	Select...
Width (m)		Height (m)			0.00		0.00	#N/A	#N/A	0.00					Outside	Unheated	Outside	0	0
Width (m)		Height (m)			0.00		0.00	#N/A	#N/A	0.00					Unheated	16	Unheated	'Design Details'!C$69
Width (m)		Height (m)			0.00		0.00	#N/A	#N/A	0.00						18	0	'Design Details'!C$79
Width (m)		Height (m)			0.00		0.00	#N/A	#N/A	0.00						21	0
Internal Walls																22	0
Length (m)		Height (m)			0.00		0.00	0	0.00
Length (m)		Height (m)			0.00		0.00	0	0.00
Length (m)		Height (m)			0.00		0.00	0	0.00
Length (m)		Height (m)			0.00		0.00	0	0.00
Party Wall
Length (m)		Height (m)			0.00		0.00	#N/A	#N/A	0.00

## 27
Room Information			Ventilation Heat Loss			Fabric	Heat Loss (W)	Usage (kWh)	Additional heat loss		Addition	Watts	kWh
Room			Air Changes per hour		#N/A	Floor	0.00	0.00			0.00%	#N/A	0.00		3 edges (long single)	Level					1
Level					0.33	Ext Wall	#N/A	0.00	Exposed location		0.00%	#N/A	0.00		3 edges (short single)	Please Select Floor	n/a	9.8	unheated	0.00%	0.00%	0.00%	2
		#N/A			0.00	Roof	#N/A	0.00	High ceiling		0.00%	#N/A	0.00		One edge	Ground floor	n/a		16	10.00%	20.00%	2.50%	3
		-2.40	Heat loss (W)		#N/A	Glazing	#N/A	0.00	Intermittent heating		0.00%	#N/A	0.00		Two adjacent	Mid-floor			18			5.00%	4
		#N/A	Estimated Energy usage (kWh)		0.00	Int./Party Wall	#N/A	0.00				Total Room Heat Loss (W)	#N/A		Two opposite	Single storey			21			7.50%	5
Degree Days		2425										Total Room Energy Usage (kWh)	0			Upper floor			22			10.00%	6
																0					7
Room Dimensions																		8
Length (m)		Width (m)		Height (m)			0.00											9
Length (m)		Width (m)		Height (m)			0.00											10
Length (m)		Width (m)		Height (m)			0.00
Awkward Room Dimensions
Length (m)		Width (m)		Height (m)			0.00	Pitched
Length (m)		Width (m)		Height (m)			0.00	Single Pitch
Length (m)		Height (m)		Depth (m)			0.00	Dormer 1
Length (m)		Height (m)		Depth (m)			0.00	Dormer 2
Length (m)		Height (m)		Depth (m)			0.00	Dormer 3
Floor								Temp Difference	Heat Loss (W)	Usage (kWh)	#N/A
Length (m)		Width (m)			0.00		0.00	0.00	0.00	0.00	n/a
Length (m)		Width (m)			0.00		0.00	0.00	0.00	0.00	Exposed floor (external)
Length (m)		Width (m)			0.00		0.00	0.00	0.00	0.00
External Wall
Length (m)		Height (m)			0.00
Length (m)		Height (m)			0.00
Length (m)		Height (m)			0.00
			Total		0.00		0.00	#N/A	#N/A	0.00
Ceiling (Flat)
Length (m)		Width (m)			0.00
Length (m)		Width (m)			0.00
Length (m)		Width (m)			0.00						Select Temp/Type of Space Above
			Total		0.00		0.00	0.00	0.00	0.00	Select...
Ceiling (Awkward)
Length (m)	0.00	Pitch (m)	0.00		0.00	Pitched
Length (m)	0.00	Pitch (m)	0.00		0.00	Single Pitch
			Total		0.00		0.00	#N/A	#N/A	0.00
Windows
Width (m)		Height (m)			0.00		0.00	#N/A	#N/A	0.00
Width (m)		Height (m)			0.00		0.00	#N/A	#N/A	0.00
Width (m)		Height (m)			0.00		0.00	#N/A	#N/A	0.00
Width (m)		Height (m)			0.00		0.00	#N/A	#N/A	0.00
Width (m)		Height (m)			0.00		0.00	#N/A	#N/A	0.00
Width (m)		Height (m)			0.00		0.00	#N/A	#N/A	0.00
Width (m)		Height (m)			0.00		0.00	#N/A	#N/A	0.00
Roof Glazing															Options for upper floor or single storey	Options for Ground or Mid Floor	Drop-Down List	U-Value Selector	Temp Diff Selector
Width (m)		Height (m)			0.00		0.00	#N/A	#N/A	0.00
Width (m)		Height (m)			0.00		0.00	#N/A	#N/A	0.00
Width (m)		Height (m)			0.00		0.00	#N/A	#N/A	0.00
Width (m)		Height (m)			0.00		0.00	#N/A	#N/A	0.00
External Doors																	Select...
Width (m)		Height (m)			0.00		0.00	#N/A	#N/A	0.00					Outside	Unheated	Outside	0	0
Width (m)		Height (m)			0.00		0.00	#N/A	#N/A	0.00					Unheated	16	Unheated	'Design Details'!C$69
Width (m)		Height (m)			0.00		0.00	#N/A	#N/A	0.00						18	0	'Design Details'!C$79
Width (m)		Height (m)			0.00		0.00	#N/A	#N/A	0.00						21	0
Internal Walls																22	0
Length (m)		Height (m)			0.00		0.00	0	0.00
Length (m)		Height (m)			0.00		0.00	0	0.00
Length (m)		Height (m)			0.00		0.00	0	0.00
Length (m)		Height (m)			0.00		0.00	0	0.00
Party Wall
Length (m)		Height (m)			0.00		0.00	#N/A	#N/A	0.00

## 28
Room Information			Ventilation Heat Loss			Fabric	Heat Loss (W)	Usage (kWh)	Additional heat loss		Addition	Watts	kWh
Room			Air Changes per hour		#N/A	Floor	0.00	0.00			0.00%	#N/A	0.00		3 edges (long single)	Level					1
Level					0.33	Ext Wall	#N/A	0.00	Exposed location		0.00%	#N/A	0.00		3 edges (short single)	Please Select Floor	n/a	9.8	unheated	0.00%	0.00%	0.00%	2
		#N/A			0.00	Roof	#N/A	0.00	High ceiling		0.00%	#N/A	0.00		One edge	Ground floor	n/a		16	10.00%	20.00%	2.50%	3
		-2.40	Heat loss (W)		#N/A	Glazing	#N/A	0.00	Intermittent heating		0.00%	#N/A	0.00		Two adjacent	Mid-floor			18			5.00%	4
		#N/A	Estimated Energy usage (kWh)		0.00	Int./Party Wall	#N/A	0.00				Total Room Heat Loss (W)	#N/A		Two opposite	Single storey			21			7.50%	5
Degree Days		2425										Total Room Energy Usage (kWh)	0			Upper floor			22			10.00%	6
																0					7
Room Dimensions																		8
Length (m)		Width (m)		Height (m)			0.00											9
Length (m)		Width (m)		Height (m)			0.00											10
Length (m)		Width (m)		Height (m)			0.00
Awkward Room Dimensions
Length (m)		Width (m)		Height (m)			0.00	Pitched
Length (m)		Width (m)		Height (m)			0.00	Single Pitch
Length (m)		Height (m)		Depth (m)			0.00	Dormer 1
Length (m)		Height (m)		Depth (m)			0.00	Dormer 2
Length (m)		Height (m)		Depth (m)			0.00	Dormer 3
Floor								Temp Difference	Heat Loss (W)	Usage (kWh)	#N/A
Length (m)		Width (m)			0.00		0.00	0.00	0.00	0.00	n/a
Length (m)		Width (m)			0.00		0.00	0.00	0.00	0.00	Exposed floor (external)
Length (m)		Width (m)			0.00		0.00	0.00	0.00	0.00
External Wall
Length (m)		Height (m)			0.00
Length (m)		Height (m)			0.00
Length (m)		Height (m)			0.00
			Total		0.00		0.00	#N/A	#N/A	0.00
Ceiling (Flat)
Length (m)		Width (m)			0.00
Length (m)		Width (m)			0.00
Length (m)		Width (m)			0.00						Select Temp/Type of Space Above
			Total		0.00		0.00	0.00	0.00	0.00	Select...
Ceiling (Awkward)
Length (m)	0.00	Pitch (m)	0.00		0.00	Pitched
Length (m)	0.00	Pitch (m)	0.00		0.00	Single Pitch
			Total		0.00		0.00	#N/A	#N/A	0.00
Windows
Width (m)		Height (m)			0.00		0.00	#N/A	#N/A	0.00
Width (m)		Height (m)			0.00		0.00	#N/A	#N/A	0.00
Width (m)		Height (m)			0.00		0.00	#N/A	#N/A	0.00
Width (m)		Height (m)			0.00		0.00	#N/A	#N/A	0.00
Width (m)		Height (m)			0.00		0.00	#N/A	#N/A	0.00
Width (m)		Height (m)			0.00		0.00	#N/A	#N/A	0.00
Width (m)		Height (m)			0.00		0.00	#N/A	#N/A	0.00
Roof Glazing															Options for upper floor or single storey	Options for Ground or Mid Floor	Drop-Down List	U-Value Selector	Temp Diff Selector
Width (m)		Height (m)			0.00		0.00	#N/A	#N/A	0.00
Width (m)		Height (m)			0.00		0.00	#N/A	#N/A	0.00
Width (m)		Height (m)			0.00		0.00	#N/A	#N/A	0.00
Width (m)		Height (m)			0.00		0.00	#N/A	#N/A	0.00
External Doors																	Select...
Width (m)		Height (m)			0.00		0.00	#N/A	#N/A	0.00					Outside	Unheated	Outside	0	0
Width (m)		Height (m)			0.00		0.00	#N/A	#N/A	0.00					Unheated	16	Unheated	'Design Details'!C$69
Width (m)		Height (m)			0.00		0.00	#N/A	#N/A	0.00						18	0	'Design Details'!C$79
Width (m)		Height (m)			0.00		0.00	#N/A	#N/A	0.00						21	0
Internal Walls																22	0
Length (m)		Height (m)			0.00		0.00	0	0.00
Length (m)		Height (m)			0.00		0.00	0	0.00
Length (m)		Height (m)			0.00		0.00	0	0.00
Length (m)		Height (m)			0.00		0.00	0	0.00
Party Wall
Length (m)		Height (m)			0.00		0.00	#N/A	#N/A	0.00

## 29
Room Information			Ventilation Heat Loss			Fabric	Heat Loss (W)	Usage (kWh)	Additional heat loss		Addition	Watts	kWh
Room			Air Changes per hour		#N/A	Floor	0.00	0.00			0.00%	#N/A	0.00		3 edges (long single)	Level					1
Level					0.33	Ext Wall	#N/A	0.00	Exposed location		0.00%	#N/A	0.00		3 edges (short single)	Please Select Floor	n/a	9.8	unheated	0.00%	0.00%	0.00%	2
		#N/A			0.00	Roof	#N/A	0.00	High ceiling		0.00%	#N/A	0.00		One edge	Ground floor	n/a		16	10.00%	20.00%	2.50%	3
		-2.40	Heat loss (W)		#N/A	Glazing	#N/A	0.00	Intermittent heating		0.00%	#N/A	0.00		Two adjacent	Mid-floor			18			5.00%	4
		#N/A	Estimated Energy usage (kWh)		0.00	Int./Party Wall	#N/A	0.00				Total Room Heat Loss (W)	#N/A		Two opposite	Single storey			21			7.50%	5
Degree Days		2425										Total Room Energy Usage (kWh)	0			Upper floor			22			10.00%	6
																0					7
Room Dimensions																		8
Length (m)		Width (m)		Height (m)			0.00											9
Length (m)		Width (m)		Height (m)			0.00											10
Length (m)		Width (m)		Height (m)			0.00
Awkward Room Dimensions
Length (m)		Width (m)		Height (m)			0.00	Pitched
Length (m)		Width (m)		Height (m)			0.00	Single Pitch
Length (m)		Height (m)		Depth (m)			0.00	Dormer 1
Length (m)		Height (m)		Depth (m)			0.00	Dormer 2
Length (m)		Height (m)		Depth (m)			0.00	Dormer 3
Floor								Temp Difference	Heat Loss (W)	Usage (kWh)	#N/A
Length (m)		Width (m)			0.00		0.00	0.00	0.00	0.00	n/a
Length (m)		Width (m)			0.00		0.00	0.00	0.00	0.00	Exposed floor (external)
Length (m)		Width (m)			0.00		0.00	0.00	0.00	0.00
External Wall
Length (m)		Height (m)			0.00
Length (m)		Height (m)			0.00
Length (m)		Height (m)			0.00
			Total		0.00		0.00	#N/A	#N/A	0.00
Ceiling (Flat)
Length (m)		Width (m)			0.00
Length (m)		Width (m)			0.00
Length (m)		Width (m)			0.00						Select Temp/Type of Space Above
			Total		0.00		0.00	0.00	0.00	0.00	Select...
Ceiling (Awkward)
Length (m)	0.00	Pitch (m)	0.00		0.00	Pitched
Length (m)	0.00	Pitch (m)	0.00		0.00	Single Pitch
			Total		0.00		0.00	#N/A	#N/A	0.00
Windows
Width (m)		Height (m)			0.00		0.00	#N/A	#N/A	0.00
Width (m)		Height (m)			0.00		0.00	#N/A	#N/A	0.00
Width (m)		Height (m)			0.00		0.00	#N/A	#N/A	0.00
Width (m)		Height (m)			0.00		0.00	#N/A	#N/A	0.00
Width (m)		Height (m)			0.00		0.00	#N/A	#N/A	0.00
Width (m)		Height (m)			0.00		0.00	#N/A	#N/A	0.00
Width (m)		Height (m)			0.00		0.00	#N/A	#N/A	0.00
Roof Glazing															Options for upper floor or single storey	Options for Ground or Mid Floor	Drop-Down List	U-Value Selector	Temp Diff Selector
Width (m)		Height (m)			0.00		0.00	#N/A	#N/A	0.00
Width (m)		Height (m)			0.00		0.00	#N/A	#N/A	0.00
Width (m)		Height (m)			0.00		0.00	#N/A	#N/A	0.00
Width (m)		Height (m)			0.00		0.00	#N/A	#N/A	0.00
External Doors																	Select...
Width (m)		Height (m)			0.00		0.00	#N/A	#N/A	0.00					Outside	Unheated	Outside	0	0
Width (m)		Height (m)			0.00		0.00	#N/A	#N/A	0.00					Unheated	16	Unheated	'Design Details'!C$69
Width (m)		Height (m)			0.00		0.00	#N/A	#N/A	0.00						18	0	'Design Details'!C$79
Width (m)		Height (m)			0.00		0.00	#N/A	#N/A	0.00						21	0
Internal Walls																22	0
Length (m)		Height (m)			0.00		0.00	0	0.00
Length (m)		Height (m)			0.00		0.00	0	0.00
Length (m)		Height (m)			0.00		0.00	0	0.00
Length (m)		Height (m)			0.00		0.00	0	0.00
Party Wall
Length (m)		Height (m)			0.00		0.00	#N/A	#N/A	0.00

## 30
Room Information			Ventilation Heat Loss			Fabric	Heat Loss (W)	Usage (kWh)	Additional heat loss		Addition	Watts	kWh
Room			Air Changes per hour		#N/A	Floor	0.00	0.00			0.00%	#N/A	0.00		3 edges (long single)	Level					1
Level					0.33	Ext Wall	#N/A	0.00	Exposed location		0.00%	#N/A	0.00		3 edges (short single)	Please Select Floor	n/a	9.8	unheated	0.00%	0.00%	0.00%	2
		#N/A			0.00	Roof	#N/A	0.00	High ceiling		0.00%	#N/A	0.00		One edge	Ground floor	n/a		16	10.00%	20.00%	2.50%	3
		-2.40	Heat loss (W)		#N/A	Glazing	#N/A	0.00	Intermittent heating		0.00%	#N/A	0.00		Two adjacent	Mid-floor			18			5.00%	4
		#N/A	Estimated Energy usage (kWh)		0.00	Int./Party Wall	#N/A	0.00				Total Room Heat Loss (W)	#N/A		Two opposite	Single storey			21			7.50%	5
Degree Days		2425										Total Room Energy Usage (kWh)	0			Upper floor			22			10.00%	6
																0					7
Room Dimensions																		8
Length (m)		Width (m)		Height (m)			0.00											9
Length (m)		Width (m)		Height (m)			0.00											10
Length (m)		Width (m)		Height (m)			0.00
Awkward Room Dimensions
Length (m)		Width (m)		Height (m)			0.00	Pitched
Length (m)		Width (m)		Height (m)			0.00	Single Pitch
Length (m)		Height (m)		Depth (m)			0.00	Dormer 1
Length (m)		Height (m)		Depth (m)			0.00	Dormer 2
Length (m)		Height (m)		Depth (m)			0.00	Dormer 3
Floor								Temp Difference	Heat Loss (W)	Usage (kWh)	#N/A
Length (m)		Width (m)			0.00		0.00	0.00	0.00	0.00	n/a
Length (m)		Width (m)			0.00		0.00	0.00	0.00	0.00	Exposed floor (external)
Length (m)		Width (m)			0.00		0.00	0.00	0.00	0.00
External Wall
Length (m)		Height (m)			0.00
Length (m)		Height (m)			0.00
Length (m)		Height (m)			0.00
			Total		0.00		0.00	#N/A	#N/A	0.00
Ceiling (Flat)
Length (m)		Width (m)			0.00
Length (m)		Width (m)			0.00
Length (m)		Width (m)			0.00						Select Temp/Type of Space Above
			Total		0.00		0.00	0.00	0.00	0.00	Select...
Ceiling (Awkward)
Length (m)	0.00	Pitch (m)	0.00		0.00	Pitched
Length (m)	0.00	Pitch (m)	0.00		0.00	Single Pitch
			Total		0.00		0.00	#N/A	#N/A	0.00
Windows
Width (m)		Height (m)			0.00		0.00	#N/A	#N/A	0.00
Width (m)		Height (m)			0.00		0.00	#N/A	#N/A	0.00
Width (m)		Height (m)			0.00		0.00	#N/A	#N/A	0.00
Width (m)		Height (m)			0.00		0.00	#N/A	#N/A	0.00
Width (m)		Height (m)			0.00		0.00	#N/A	#N/A	0.00
Width (m)		Height (m)			0.00		0.00	#N/A	#N/A	0.00
Width (m)		Height (m)			0.00		0.00	#N/A	#N/A	0.00
Roof Glazing															Options for upper floor or single storey	Options for Ground or Mid Floor	Drop-Down List	U-Value Selector	Temp Diff Selector
Width (m)		Height (m)			0.00		0.00	#N/A	#N/A	0.00
Width (m)		Height (m)			0.00		0.00	#N/A	#N/A	0.00
Width (m)		Height (m)			0.00		0.00	#N/A	#N/A	0.00
Width (m)		Height (m)			0.00		0.00	#N/A	#N/A	0.00
External Doors																	Select...
Width (m)		Height (m)			0.00		0.00	#N/A	#N/A	0.00					Outside	Unheated	Outside	0	0
Width (m)		Height (m)			0.00		0.00	#N/A	#N/A	0.00					Unheated	16	Unheated	'Design Details'!C$69
Width (m)		Height (m)			0.00		0.00	#N/A	#N/A	0.00						18	0	'Design Details'!C$79
Width (m)		Height (m)			0.00		0.00	#N/A	#N/A	0.00						21	0
Internal Walls																22	0
Length (m)		Height (m)			0.00		0.00	0	0.00
Length (m)		Height (m)			0.00		0.00	0	0.00
Length (m)		Height (m)			0.00		0.00	0	0.00
Length (m)		Height (m)			0.00		0.00	0	0.00
Party Wall
Length (m)		Height (m)			0.00		0.00	#N/A	#N/A	0.00

## Version
AMENDMENTS SINCE PUBLICATION

Date	Version	Notes
03/11/2015	1.0	First issue.
15/12/2015	1.1	Updates to functionality and corrected reported errors.
28/01/2016	1.2	Updates to functionality and corrected reported errors.
01/02/2016	1.3	Updates to functionality and corrected reported errors.
10/05/2016	1.4	Post 2006 building room design temp changed to 21°C throughout , / except for bathroom (22) and store (16)
10/05/2016	1.4	Added kWh to additional heat on room tabs
10/05/2016	1.4	Added W/m2 to overview on design details tab
27/05/2016	1.4	Updated postcode degree data
28/03/2017	1.5	Updates to functionality and corrected reported errors including: / Radiator selection for room 3 / Dimensions for roof windows
12/05/2017	1.6	Minor update to unlock drop downs for Exposed floor (external)
15/06/2017	1.6	Corrected cell value on sheet 11 cell F3
19/09/2017	1.7	Updated to include version 2.0 and guidance for the Compliance Certificate
18/04/2018	1.8	Corrected cell entry issues on Compliance Certificate v1.2 tab (cell D22, D23, D24, and D25)
29/07/2019	1.9	Rebranding of document, update of email and website addresses and cosmetic changes
19/03/2021	1.10	Updates to facilitate temperature differences between spaces. MCS 022 data corrected.
XX/12/2024		NO LONGER SUPPORTED